## LIVD Publication
Publisher | Centers for Disease Control and Prevention (CDC)
LOINC Copyright | This material contains content from LOINC® (http://loinc.org). The LOINC table, LOINC codes, LOINC panels and form file, LOINC linguistic variants file, LOINC/RSNA Radiology Playbook, and LOINC/IEEE Medical Device Code Mapping Table are copyright © 1995-2026, Regenstrief Institute, Inc. and the Logical Observation Identifiers Names and Codes (LOINC) Committee and is available at no cost under the license at http://loinc.org/terms-of-use.
LOCALIZATION | en-US
Document Identifier | LIVD SARS-CoV-2
Publication Date | 2026-04-09
Publisher URL | https://www.cdc.gov/csels/dls/sars-cov-2-livd-codes.html
Publisher Statement | Partners and users should know that publication on this website does not infer an endorsement by CDC of any of the instruments or companies listed in this document. The use of an asterisk (*) next to a value for the Model in the LOINC Mapping tab means that the code has not been verified by the manufacturer, therefore CDC cannot attest to the accuracy of the code. If you are the test developer or manufacturer of one of these tests, please contact FDA at DLSInquiries@cdc.gov for information about verifying codes with CDC and its partners in this project; you can also use this email address to provide feedback to FDA about the form. The use of an at sign (@) next to a value for the Model in the LOINC Mapping tab indicates a test where the EUA has been revoked because the test has been granted the De Novo. For more information see: https://www.accessdata.fda.gov/scripts/cdrh/cfdocs/cfPMN/denovo.cfm
SNOMED CT Copyright | This material includes SNOMED Clinical Terms® (SNOMED CT®) which is used by permission of the International Health Terminology Standards Development Organisation (IHTSDO). All rights reserved. SNOMED CT®, was originally created by The College of American Pathologists. “SNOMED” and “SNOMED CT” are registered trademarks of the IHTSDO.
Accessibility | If you need assistance to read the Excel spreadsheet presented here, please email DLSInquiries@cdc.gov and use “LIVD Test Code Mapping Tool” in the subject line.

## HHS Mapping to LIVD
HHS Data element | LOINC Mapping locations | LIVD element | LIVD Column # | Description | Notes | HL7 field | Reference
Test Ordered - LOINC code information for OBR-4.1 located in column H and LOINC Order Code Long Name for OBR 4.2 located in column I |  | Test Ordered LOINC Code | H | LOINC code that identifies the Test Ordered by provider | The Test Ordered LOINC Order should identify the test that is being requested, not the in-vitro diagnostic (IVD) device used to process the test. LOINC panel codes are used when there are multiple targets and the results for each target could potentially be reported indivdually For tests with a single target (analyte) the Test Order code is most likely the same as the Test Performed code | OBR-4.1 | Regenstrief/LOINC provides information to help select LOINC codes: List of SARS-CoV-2 LOINC Codes - https://loinc.org/sars-coronavirus-2/ Basic information - https://loinc.org/get-started/loinc-term-basics/ Search function - https://search.loinc.org/searchLOINC/
|  | Test Ordered LOINC Long Name | I | LOINC name corresponding to code in column H |  | OBR-4.2
Test Result - LOINC code information for OBX-3.1 located in column F and LOINC Long Name for OBR-3.2 located in column G |  | Test Performed LOINC Code | F | LOINC code that identifies the Test Performed by the laboratory | The Test Performed LOINC Code should identify the test that is being performed, not the in-vitro diagnostic (IVD) device used to process the test. | OBX-3.1
|  | Test Performed LOINC Long Name | G | LOINC name corresponding to code in column G |  | OBX-3.2
Test Value - Result term information for OBX-5 is located in Column E |  | Vendor result description | E | Result value reported for the test by the laboratory. The CDC LIVD file provides information on how to map the results in the "Vendor Result Description" column of the "LOINC Mapping" tab (https://www.cdc.gov/csels/dls/sars-cov-2-livd-codes.html). Must have either this or Test_result_description or Test_result_free_text (can have all three) or Test_result_number valued HHS Element: Test result | Qualitative tests: Must use harmonized SNOMED-CT value set codes - they are represented in the LIVD field in parenthesis mapped to the verbiage used in the package insert. OBX-5 datatype will be CWE. Quantitative tests: Must be reported in UCUM units (NOT included in this LIVD file), when available. OBX-5 datatype will be NM or SN. | OBX-5 | https://confluence.ihtsdotools.org/display/DOCCV19/2.4+Tests+and+Investigations#id-2.4TestsandInvestigations-Results
Specimen source - Specimen type for SPM-4 (HHS calls source) is located in Column D |  | Vendor specimen description | D | Specimen this test was performed on, usually identified by the provider | Many test may be performed on multiple specimen types. Report only the specimen type that was actually tested, not all possible specimen types for the test performed. Use harmonized SNOMED-CT value set codes - they are represented in the LIVD field in parenthesis mapped to the verbiage used in the package insert. | SPM-4 | https://confluence.ihtsdotools.org/display/DOCCV19/2.4+Tests+and+Investigations#id-2.4TestsandInvestigations-Specimen
Device Identifier - Device Identifier for the test kit for OBX-17.1 this will be based on the EUA letter from the FDA webpage or a device ID provided by the manufacturer in columns M and N. Device Identifier for the testing platform for OBX-17 this will be based on the model name and manufacturer or a device ID provided by the manufacturer in columns O and P. |  |  | M-P | Per HHS guidance it is needed to understand what testing is being performed: A unique alphanumeric string identifying the test kit used to perform the test, which can be accomplished by concatenating the model name with the manufacturer name. This should be used when no EUA identifier is available, or when there is a desire to explicitly list the test kit (maybe because it was used with a different instrument than described in the EUA, or when no EUA exists, because it is not related to an emergency situation). Create this identifier by concatenating using '_' as follows: <test kit name used in package insert (or "Model" in LIVD file)>_<"Manufacturer" in LIVD file>_MNT Unless this is for a manual kit, there is an expectation, that the instrument used wll also be identified, either by model name, device identifier or UDI. The Device Identifier (DI) may be a Test Kit Name Identifier or the Equipment (IVD) Identifier or a combination of the two. |  |  | Basic guidance around how to create a device idneitifer, when none is provided in the LIVD file can be found here: https://confluence.hl7.org/display/OO/Proposed+HHS+ELR+Submission+Guidance+using+HL7+v2+Messages#ProposedHHSELRSubmissionGuidanceusingHL7v2Messages-DeviceIdentification
Device Identifier location is in Column M |  | Testkit Name ID | M | Test performed for COVID-19 testing, including laboratory developed test will be identified by the Test Kit Name Identifier, which is a combination of the <test kit name>_<manufacturer>. | For consistency in reporting, use the test kit name and manufacturer as it is listed on the FDA EUA Website or the Instructions For Use (IFU) and include all spaces and special characters (except (TM) or (R)), when reporting the EUA identifier type, which is what this LIVD file will strive to provide. To accommodate systems' limitation with the length of OBX-17.1 follow the general HL7 truncation behavior (use of max characters and replace the last allowed character with '#' to indicate truncation. The full device ID can be sent in an NTE segment. | OBX-17
Device Identifier (type) location is in Column N |  | Testkit Name ID Type | N | Emergency Use Authorization (EUA) Manufacturer Name (MNT) Device Identifier (DIT) Manual Test Kit (MNM) | This field will indicate which type of identifier is in column M - it can be one of the four listed | OBX-17
Device Identifier is located in Column O |  | Equipment UID | O | If the test may be performed on more than one testing platform or if your laboratory has validated the test on a different platform than the one(s) listed in the IFU, you would additionally need to send the equipment/device identification. | Look-up in Access GUDID (https://accessgudid.nlm.nih.gov/help/search/basic-search ) If the DI is not listed in GUDID, the Equipment DI may be populated with the MNI. | OBX-17
Device Identifier (type) is located in Column P |  | Equipment UID Type | P | Manufacturer Name (MNI) Device Identifier (DII) | This field will indicate which type of identifier is in column O - it can be one of the two listed | OBX-17
Manufacturer is located in Column A |  | Manufacturer | A | The name of the Instrument manufacturer or Testkit manufacturer | If Testkit Name ID (column M) and Testkit ID Type (Column N) are NOT populated for the test in question, use the information in this column to populate the second part of the device Identifier code: <Model>_<Manufacturer>_MNT | OBX-17
Test Kit - is in located in Column B |  | Model | B | The name of the Testkit | If Testkit Name ID (column M) and Testkit ID Type (Column N) are NOT populated for the test in question, use the information in this column to populate the second part of the device Identifier code: <Model>_<Manufacturer>_MNT | OBX-17

## Acronyms
Acronym | Description
Ab | Antibody
ACnc | Arbitrary concentration
Ag | Antigen
APHL | Association of Public Health Laboratories
ART | Antiretroviral therapy
ARUP | ARUP Laboratories (name of a compnay)
Bld | Blood
CDC | US Centers for Disease Control and Prevention
CHIV | HIV Ag/Ab combo
ChLIA | Chemiluminescent immunoassay
CIA | Chemiluminescent immunoassay
CLIA | Clinical Laboratory Improvement Amendments
CMIA | Chemi-luminometric immunoassay
dB | Database
EIA | Enzyme immunoassay
Env | Envelope
FDA | Food and Drug Administration
GAG | HIV-1 GAG protein
gp | Glycoprotein
IA | Immunoassay
IA.rapid | Rapid immunoassay
IB | Immunoblot
ID | Identifier
IF | Immunofluorescence
IFA | Immunofluorescence assay
IgG | Immunoglobulin G
IgM | Immunoglobulin M
IICC | IVD Industry Connectivity Consortium
IU | International units
IVD | In vitro diagnostic
LnCnc | Log number concentration
log# | Log number
LOINC | Logical observation identifiers Names and Codes
mL | Milliliter
NAA | Nucleic acid amplification
NCnc | Number concentration (count/vol)
NFr | Number fraction
Nom | Nominal
Non-probe.amp.tar | Target amplification followed by non-probe based detection
NYS | New York state
Ord | Ordinal
PAML | Pathology Associates Medical Laboratories
PCR | Polymerase chain reaction
PHA | Public health agency
Plas | Plasma
Prid | Presence or identity
Probe.amp.tar | Target amplified probe
PrThr | Presence / threshold
Pt | Point in time
Qn | Quantitative
qual | Qualitative
RNA | Ribonucleic acid
Seq | Nucleotide sequence
Ser | Serum
SerPl | Serum plasma
Susc | Susceptibility
TMA | Transcription-mediated amplification of nucleic acid
ug | Microgram
UID | Universal identifier
uL | Microliter
Vol | Volume
WB | Westernblot
XXX | Not specified
NP | Nasopharyngeal (usuallys swab, but can also be washings/aspirate)
OP | Oropharyngeal (usuallys swab)
NMT | Nasal mid-turbinate swab
AN | Anterior nares swab
NS | Nasal Swab
BAL | Broncho-alvelar Lavage
SARS | Severe Acute Respiratory Syndrome
CoV | Coronavirus
COVID-19 | Coronavirus Disease

## LOINC Mapping
Manufacturer | Model | Vendor Analyte Name | Vendor Specimen Description | Vendor Result Description | Test Performed LOINC Code | Test Performed LOINC Long Name | Test Ordered LOINC Code | Test Ordered LOINC Long Name | Vendor Comment | Vendor Analyte Code | Vendor Reference ID | Testkit Name ID | Testkit Name ID Type | Equipment UID | Equipment UID Type | Component | Property | Time | System | Scale | Method | Publication Version ID | LOINC Version ID
1drop Inc. | 1copy COVID-19 qPCR Multi Kit* | SARS-CoV-2 Result Interpretation | anterior nasal swabs (697989009^Anterior nares swab^SCT) mid-turbinate nasal swabs(1293160008^Swab from middle region of inferior nasal meatus^SCT) nasopharyngeal swabs (258500001^Nasopharyngeal swab^SCT) oropharyngeal swabs (258529004^Throat swab^SCT) nasopharyngeal wash (258467004^Nasopharyngeal washings^SCT) nasopharyngeal aspirate (258411007^Nasopharyngeal aspirate^SCT) nasal aspirate (429931000124105^Nasal aspirate specimen^SCT) | Positive (260373001^Detected^SCT) Presumptive positive (720735008^Presumptive positive^SCT) Negative (260415000^Not detected^SCT) Invalid (455371000124106^Invalid result^SCT or 125154007^Specimen unsatisfactory for evaluation^SCT) | 94500-6 | SARS coronavirus 2 RNA [Presence] in Respiratory specimen by NAA with probe detection | 94531-1 | SARS-CoV-2 (COVID-19) RNA panel - Respiratory specimen by NAA with probe detection |  |  |  | 1copy COVID-19 qPCR Multi Kit_1drop Inc. | EUA | LightCycler 480 Instrument II_Roche | MNI | SARS coronavirus 2 RNA | PrThr | Pt | Respiratory | Ord | Probe.amp.tar | 20200519 | 2.68
1drop Inc. | 1copy COVID-19 qPCR Multi Kit* | SARS-CoV-2 Result Interpretation | anterior nasal swabs (697989009^Anterior nares swab^SCT) mid-turbinate nasal swabs(1293160008^Swab from middle region of inferior nasal meatus^SCT) nasopharyngeal swabs (258500001^Nasopharyngeal swab^SCT) oropharyngeal swabs (258529004^Throat swab^SCT) nasopharyngeal wash (258467004^Nasopharyngeal washings^SCT) nasopharyngeal aspirate (258411007^Nasopharyngeal aspirate^SCT) nasal aspirate (429931000124105^Nasal aspirate specimen^SCT) | Positive (260373001^Detected^SCT) Presumptive positive (720735008^Presumptive positive^SCT) Negative (260415000^Not detected^SCT) Invalid (455371000124106^Invalid result^SCT or 125154007^Specimen unsatisfactory for evaluation^SCT) | 94500-6 | SARS coronavirus 2 RNA [Presence] in Respiratory specimen by NAA with probe detection | 94531-1 | SARS-CoV-2 (COVID-19) RNA panel - Respiratory specimen by NAA with probe detection |  |  |  | 1copy COVID-19 qPCR Multi Kit_1drop Inc. | EUA | Rotor-Gene Q 5plex HRM_QIAGEN GmbH | MNI | SARS coronavirus 2 RNA | PrThr | Pt | Respiratory | Ord | Probe.amp.tar | 20200519 | 2.68
1drop Inc. | 1copy COVID-19 qPCR Multi Kit* | SARS-CoV-2 Result Interpretation | anterior nasal swabs (697989009^Anterior nares swab^SCT) mid-turbinate nasal swabs(1293160008^Swab from middle region of inferior nasal meatus^SCT) nasopharyngeal swabs (258500001^Nasopharyngeal swab^SCT) oropharyngeal swabs (258529004^Throat swab^SCT) nasopharyngeal wash (258467004^Nasopharyngeal washings^SCT) nasopharyngeal aspirate (258411007^Nasopharyngeal aspirate^SCT) nasal aspirate (429931000124105^Nasal aspirate specimen^SCT) | Positive (260373001^Detected^SCT) Presumptive positive (720735008^Presumptive positive^SCT) Negative (260415000^Not detected^SCT) Invalid (455371000124106^Invalid result^SCT or 125154007^Specimen unsatisfactory for evaluation^SCT) | 94500-6 | SARS coronavirus 2 RNA [Presence] in Respiratory specimen by NAA with probe detection | 94531-1 | SARS-CoV-2 (COVID-19) RNA panel - Respiratory specimen by NAA with probe detection |  |  |  | 1copy COVID-19 qPCR Multi Kit_1drop Inc. | EUA | 10190302015592 | DII | SARS coronavirus 2 RNA | PrThr | Pt | Respiratory | Ord | Probe.amp.tar | 20200519 | 2.68
1drop Inc. | 1copy COVID-19 qPCR Multi Kit* | SARS-CoV-2 Result Interpretation | anterior nasal swabs (697989009^Anterior nares swab^SCT) mid-turbinate nasal swabs(1293160008^Swab from middle region of inferior nasal meatus^SCT) nasopharyngeal swabs (258500001^Nasopharyngeal swab^SCT) oropharyngeal swabs (258529004^Throat swab^SCT) nasopharyngeal wash (258467004^Nasopharyngeal washings^SCT) nasopharyngeal aspirate (258411007^Nasopharyngeal aspirate^SCT) nasal aspirate (429931000124105^Nasal aspirate specimen^SCT) | Positive (260373001^Detected^SCT) Presumptive positive (720735008^Presumptive positive^SCT) Negative (260415000^Not detected^SCT) Invalid (455371000124106^Invalid result^SCT or 125154007^Specimen unsatisfactory for evaluation^SCT) | 94500-6 | SARS coronavirus 2 RNA [Presence] in Respiratory specimen by NAA with probe detection | 94531-1 | SARS-CoV-2 (COVID-19) RNA panel - Respiratory specimen by NAA with probe detection |  |  |  | 1copy COVID-19 qPCR Multi Kit_1drop Inc. | EUA | ABI 7500 Real-Time PCR_Thermo Fisher | MNI | SARS coronavirus 2 RNA | PrThr | Pt | Respiratory | Ord | Probe.amp.tar | 20200519 | 2.68
1drop Inc. | 1copy COVID-19 qPCR Multi Kit* | SARS-CoV-2 Result Interpretation | anterior nasal swabs (697989009^Anterior nares swab^SCT) mid-turbinate nasal swabs(1293160008^Swab from middle region of inferior nasal meatus^SCT) nasopharyngeal swabs (258500001^Nasopharyngeal swab^SCT) oropharyngeal swabs (258529004^Throat swab^SCT) nasopharyngeal wash (258467004^Nasopharyngeal washings^SCT) nasopharyngeal aspirate (258411007^Nasopharyngeal aspirate^SCT) nasal aspirate (429931000124105^Nasal aspirate specimen^SCT) | Positive (260373001^Detected^SCT) Presumptive positive (720735008^Presumptive positive^SCT) Negative (260415000^Not detected^SCT) Invalid (455371000124106^Invalid result^SCT or 125154007^Specimen unsatisfactory for evaluation^SCT) | 94500-6 | SARS coronavirus 2 RNA [Presence] in Respiratory specimen by NAA with probe detection | 94531-1 | SARS-CoV-2 (COVID-19) RNA panel - Respiratory specimen by NAA with probe detection |  |  |  | 1copy COVID-19 qPCR Multi Kit_1drop Inc. | EUA | CFX96 Real-Time PCR System_BioRad | MNI | SARS coronavirus 2 RNA | PrThr | Pt | Respiratory | Ord | Probe.amp.tar | 20200519 | 2.68
3B Blackbio Biotech India | TRUPCR SARS-CoV-2 Kit* | SARS-CoV-2 Result Interpretation | nasopharyngeal swabs (258500001^Nasopharyngeal swab^SCT) oropharyngeal swabs (258529004^Throat swab^SCT) anterior nasal swabs (697989009^Anterior nares swab^SCT) mid-turbinate nasal swabs (1293160008^Swab from middle region of inferior nasal meatus^SCT) nasopharyngeal aspirate/wash (258411007^Nasopharyngeal aspirate^SCT) nasal aspirates (429931000124105^Nasal aspirate specimen^SCT) bronchoalveolar lavage (BAL) specimens (258607008^Bronchoalveolar lavage fluid sample^SCT) | SARS-CoV-2 Positive (260373001^Detected^SCT) SARS-CoV-2 Presumptive Positive (720735008^Presumptive positive^SCT) SARS-CoV-2 Negative (260415000^Not detected^SCT) Invalid (455371000124106^Invalid result^SCT or 125154007^Specimen unsatisfactory for evaluation^SCT) | 94500-6 | SARS-CoV-2 (COVID19) RNA [Presence] in Respiratory specimen by NAA with probe detection | 94531-1 | SARS-CoV-2 (COVID-19) RNA panel - Respiratory specimen by NAA with probe detection |  |  |  | TRUPCR SARS-CoV-2 Kit_3B Blackbio Biotech India Ltd., a subsidiary of Kilpest India Ltd. | EUA | Rotor-Gene Q_QIAGEN GmbH | MNI | SARS coronavirus 2 RNA | PrThr | Pt | Respiratory | Ord | Probe.amp.tar | 20210811 | 2.68
3B Blackbio Biotech India | TRUPCR SARS-CoV-2 Kit* | SARS-CoV-2 Result Interpretation | nasopharyngeal swabs (258500001^Nasopharyngeal swab^SCT) oropharyngeal swabs (258529004^Throat swab^SCT) anterior nasal swabs (697989009^Anterior nares swab^SCT) mid-turbinate nasal swabs (1293160008^Swab from middle region of inferior nasal meatus^SCT) nasopharyngeal aspirate/wash (258411007^Nasopharyngeal aspirate^SCT) nasal aspirates (429931000124105^Nasal aspirate specimen^SCT) bronchoalveolar lavage (BAL) specimens (258607008^Bronchoalveolar lavage fluid sample^SCT) | SARS-CoV-2 Positive (260373001^Detected^SCT) SARS-CoV-2 Presumptive Positive (720735008^Presumptive positive^SCT) SARS-CoV-2 Negative (260415000^Not detected^SCT) Invalid (455371000124106^Invalid result^SCT or 125154007^Specimen unsatisfactory for evaluation^SCT) | 94500-6 | SARS-CoV-2 (COVID19) RNA [Presence] in Respiratory specimen by NAA with probe detection | 94531-1 | SARS-CoV-2 (COVID-19) RNA panel - Respiratory specimen by NAA with probe detection |  |  |  | TRUPCR SARS-CoV-2 Kit_3B Blackbio Biotech India Ltd., a subsidiary of Kilpest India Ltd. | EUA | ABI QuantStudio 3 Real-Time PCR_Thermo Fisher | MNI | SARS coronavirus 2 RNA | PrThr | Pt | Respiratory | Ord | Probe.amp.tar | 20210811 | 2.68
3B Blackbio Biotech India | TRUPCR SARS-CoV-2 Kit* | SARS-CoV-2 Result Interpretation | saliva specimens (258560004^Oral saliva sample^SCT) | SARS-CoV-2 Positive (260373001^Detected^SCT) SARS-CoV-2 Presumptive Positive (720735008^Presumptive positive^SCT) SARS-CoV-2 Negative (260415000^Not detected^SCT) Invalid (455371000124106^Invalid result^SCT or 125154007^Specimen unsatisfactory for evaluation^SCT) | 94845-5 | SARS-CoV-2 (COVID-19) RNA [Presence] in Saliva (oral fluid) by NAA with probe detection | 95826-4 | SARS-CoV-2 (COVID-19) RNA panel - Saliva (oral fluid) by NAA with probe detection |  |  |  | TRUPCR SARS-CoV-2 Kit_3B Blackbio Biotech India Ltd., a subsidiary of Kilpest India Ltd. | EUA | Rotor-Gene Q_QIAGEN GmbH | MNI | SARS coronavirus 2 RNA | PrThr | Pt | Saliva | Ord | Probe.amp.tar | 20210811 | 2.69
3B Blackbio Biotech India | TRUPCR SARS-CoV-2 Kit* | SARS-CoV-2 Result Interpretation | saliva specimens (258560004^Oral saliva sample^SCT) | SARS-CoV-2 Positive (260373001^Detected^SCT) SARS-CoV-2 Presumptive Positive (720735008^Presumptive positive^SCT) SARS-CoV-2 Negative (260415000^Not detected^SCT) Invalid (455371000124106^Invalid result^SCT or 125154007^Specimen unsatisfactory for evaluation^SCT) | 94845-5 | SARS-CoV-2 (COVID-19) RNA [Presence] in Saliva (oral fluid) by NAA with probe detection | 95826-4 | SARS-CoV-2 (COVID-19) RNA panel - Saliva (oral fluid) by NAA with probe detection |  |  |  | TRUPCR SARS-CoV-2 Kit_3B Blackbio Biotech India Ltd., a subsidiary of Kilpest India Ltd. | EUA | ABI QuantStudio 3 Real-Time PCR_Thermo Fisher | MNI | SARS coronavirus 2 RNA | PrThr | Pt | Saliva | Ord | Probe.amp.tar | 20210811 | 2.69
3EO Health, Inc. | 3EO Health COVID-19 Test | SARS-CoV-2 RNA Interpretation | anterior nasal swabs (697989009^Anterior nares swab^SCT) | Positive (260373001^Detected^SCT) Negative (260415000^Not detected^SCT) Invalid (455371000124106^Invalid result^SCT or 125154007^Specimen unsatisfactory for evaluation^SCT) | 95406-5 | SARS-CoV-2 (COVID-19) RNA [Presence] in Nose by NAA with probe detection | 94531-1 | SARS-CoV-2 (COVID-19) RNA panel - Respiratory system specimen by NAA with probe detection |  |  |  | 3EO Health COVID-19 Test_3EO Health, Inc. | EUA | The 3EO Cube_3EO Health, Inc. | MNI | SARS coronavirus 2 RNA | PrThr | Pt | Nose | Ord | Probe.amp.tar | 20231004 | 2.76
Abbott | Alinity i | CoV-2 IgG | Serum (119364003^Serum specimen^SCT) Plasma (119361006^Plasma specimen^SCT) | Positive (10828004^Positive^SCT) Negative (260385009^Negative^SCT) | 94563-4 | SARS coronavirus 2 IgG Ab [Presence] in Serum or Plasma by Immunoassay | 94563-4 | SARS coronavirus 2 IgG Ab [Presence] in Serum or Plasma by Immunoassay |  | 162 | 6R90 | SARS-CoV-2 IgG assay_Abbott Laboratories Inc. | EUA | 00380740137366 | DII | SARS coronavirus 2 Ab.IgG | PrThr | Pt | Ser/Plas | Ord | IA | 20200617 | 2.68
Abbott | Architect i1000SR | CoV-2 IgG | Serum (119364003^Serum specimen^SCT) Plasma (119361006^Plasma specimen^SCT) | Positive (10828004^Positive^SCT) Negative (260385009^Negative^SCT) | 94563-4 | SARS coronavirus 2 IgG Ab [Presence] in Serum or Plasma by Immunoassay | 94563-4 | SARS coronavirus 2 IgG Ab [Presence] in Serum or Plasma by Immunoassay |  | 385 | 6R89 | SARS-CoV-2 IgG assay_Abbott Laboratories Inc. | EUA | 00380740001537 | DII | SARS coronavirus 2 Ab.IgG | PrThr | Pt | Ser/Plas | Ord | IA | 20210317 | 2.68
Abbott | Architect i2000SR | CoV-2 IgG | Serum (119364003^Serum specimen^SCT) Plasma (119361006^Plasma specimen^SCT) | Positive (10828004^Positive^SCT) Negative (260385009^Negative^SCT) | 94563-4 | SARS coronavirus 2 IgG Ab [Presence] in Serum or Plasma by Immunoassay | 94563-4 | SARS coronavirus 2 IgG Ab [Presence] in Serum or Plasma by Immunoassay |  | 385 | 6R89 | SARS-CoV-2 IgG assay_Abbott Laboratories Inc. | EUA | 00380740006235 | DII | SARS coronavirus 2 Ab.IgG | PrThr | Pt | Ser/Plas | Ord | IA | 20210317 | 2.68
Abbott | Alinity i | CoV-2 IgM | serum (119364003^Serum specimen^SCT) plasma (119361006^Plasma specimen^SCT) | Negative (260385009^Negative^SCT) Positive (10828004^Positive^SCT) | 94564-2 | SARS-CoV-2 (COVID-19) IgM Ab [Presence] in Serum or Plasma by Immunoassay | 94564-2 | SARS-CoV-2 (COVID-19) IgM Ab [Presence] in Serum or Plasma by Immunoassay |  | 447 | 6R91 | AdviseDx SARS-CoV-2 IgM_Abbott Laboratories Inc. | EUA | 00380740137366 | DII | SARS coronavirus 2 Ab.IgM | PrThr | Pt | Ser/Plas | Ord | IA | 20210303 | 2.68
Abbott | Architect i1000SR | CoV-2 IgM | serum (119364003^Serum specimen^SCT) plasma (119361006^Plasma specimen^SCT) | Negative (260385009^Negative^SCT) Positive (10828004^Positive^SCT) | 94564-2 | SARS-CoV-2 (COVID-19) IgM Ab [Presence] in Serum or Plasma by Immunoassay | 94564-2 | SARS-CoV-2 (COVID-19) IgM Ab [Presence] in Serum or Plasma by Immunoassay |  | 386 | 6R87 | AdviseDx SARS-CoV-2 IgM_Abbott Laboratories Inc. | EUA | 00380740001537 | DII | SARS coronavirus 2 Ab.IgM | PrThr | Pt | Ser/Plas | Ord | IA | 20201021 | 2.68
Abbott | Architect i2000SR | CoV-2 IgM | serum (119364003^Serum specimen^SCT) plasma (119361006^Plasma specimen^SCT) | Negative (260385009^Negative^SCT) Positive (10828004^Positive^SCT) | 94564-2 | SARS-CoV-2 (COVID-19) IgM Ab [Presence] in Serum or Plasma by Immunoassay | 94564-2 | SARS-CoV-2 (COVID-19) IgM Ab [Presence] in Serum or Plasma by Immunoassay |  | 386 | 6R87 | AdviseDx SARS-CoV-2 IgM_Abbott Laboratories Inc. | EUA | 00380740006235 | DII | SARS coronavirus 2 Ab.IgM | PrThr | Pt | Ser/Plas | Ord | IA | 20201021 | 2.68
Abbott | Alinity i | CoV-2 IgG II | serum (119364003^Serum specimen^SCT) plasma (119361006^Plasma specimen^SCT) | AU/mL | 94505-5 | SARS-CoV-2 (COVID-19) IgG Ab [Units/volume] in Serum or Plasma by Immunoassay | 94505-5 | SARS-CoV-2 (COVID-19) IgG Ab [Units/volume] in Serum or Plasma by Immunoassay |  | 743 | 6S61 | AdviseDx SARS-CoV-2 IgG II_Abbott Laboratories Inc. | EUA | 00380740137366 | DII | SARS coronavirus 2 Ab.IgG | ACnc | Pt | Ser/Plas | Qn | IA | 20210317 | 2.69
Abbott | Alinity i | CoV-2 IgG II | serum (119364003^Serum specimen^SCT) plasma (119361006^Plasma specimen^SCT) | Negative (260385009^Negative^SCT) Positive, numeric value within the measuring interval (10828004^Positive^SCT) Positive, > 25,000.0 AU/mL (10828004^Positive^SCT) | 94563-4 | SARS-CoV-2 (COVID-19) IgG Ab [Presence] in Serum or Plasma by Immunoassay | 94505-5 | SARS-CoV-2 (COVID-19) IgG Ab [Units/volume] in Serum or Plasma by Immunoassay |  | 743 | 6S61 | AdviseDx SARS-CoV-2 IgG II_Abbott Laboratories Inc. | EUA | 00380740137366 | DII | SARS coronavirus 2 Ab.IgG | PrThr | Pt | Ser/Plas | Ord | IA | 20210317 | 2.69
Abbott | Architect i1000SR | CoV-2 IgG II | serum (119364003^Serum specimen^SCT) plasma (119361006^Plasma specimen^SCT) | AU/mL | 94505-5 | SARS-CoV-2 (COVID-19) IgG Ab [Units/volume] in Serum or Plasma by Immunoassay | 94505-5 | SARS-CoV-2 (COVID-19) IgG Ab [Units/volume] in Serum or Plasma by Immunoassay |  | 784 | 6S60 | AdviseDx SARS-CoV-2 IgG II_Abbott Laboratories Inc. | EUA | 00380740001537 | DII | SARS coronavirus 2 Ab.IgG | ACnc | Pt | Ser/Plas | Qn | IA | 20210317 | 2.69
Abbott | Architect i1000SR | CoV-2 IgG II | serum (119364003^Serum specimen^SCT) plasma (119361006^Plasma specimen^SCT) | Negative (260385009^Negative^SCT) Positive, numeric value within the measuring interval (10828004^Positive^SCT) Positive, > 25,000.0 AU/mL (10828004^Positive^SCT) | 94563-4 | SARS-CoV-2 (COVID-19) IgG Ab [Presence] in Serum or Plasma by Immunoassay | 94505-5 | SARS-CoV-2 (COVID-19) IgG Ab [Units/volume] in Serum or Plasma by Immunoassay |  | 784 | 6S60 | AdviseDx SARS-CoV-2 IgG II_Abbott Laboratories Inc. | EUA | 00380740001537 | DII | SARS coronavirus 2 Ab.IgG | PrThr | Pt | Ser/Plas | Ord | IA | 20210317 | 2.69
Abbott | Architect i2000SR | CoV-2 IgG II | serum (119364003^Serum specimen^SCT) plasma (119361006^Plasma specimen^SCT) | AU/mL | 94505-5 | SARS-CoV-2 (COVID-19) IgG Ab [Units/volume] in Serum or Plasma by Immunoassay | 94505-5 | SARS-CoV-2 (COVID-19) IgG Ab [Units/volume] in Serum or Plasma by Immunoassay |  | 784 | 6S60 | AdviseDx SARS-CoV-2 IgG II_Abbott Laboratories Inc. | EUA | 00380740006235 | DII | SARS coronavirus 2 Ab.IgG | ACnc | Pt | Ser/Plas | Qn | IA | 20210317 | 2.69
Abbott | Architect i2000SR | CoV-2 IgG II | serum (119364003^Serum specimen^SCT) plasma (119361006^Plasma specimen^SCT) | Negative (260385009^Negative^SCT) Positive, numeric value within the measuring interval (10828004^Positive^SCT) Positive, > 25,000.0 AU/mL (10828004^Positive^SCT) | 94563-4 | SARS-CoV-2 (COVID-19) IgG Ab [Presence] in Serum or Plasma by Immunoassay | 94505-5 | SARS-CoV-2 (COVID-19) IgG Ab [Units/volume] in Serum or Plasma by Immunoassay |  | 784 | 6S60 | AdviseDx SARS-CoV-2 IgG II_Abbott Laboratories Inc. | EUA | 00380740006235 | DII | SARS coronavirus 2 Ab.IgG | PrThr | Pt | Ser/Plas | Ord | IA | 20210317 | 2.69
Abbott | Alinity m | Flu A | anterior nasal swab (697989009^Anterior nares swab^SCT) nasopharyngeal swab (258500001^Nasopharyngeal swab^SCT) | Flu A Negative (260415000^Not Detected^SCT) Flu A Positive (260373001^Detected^SCT) | 85477-8 | Influenza virus A RNA [Presence] in Upper respiratory specimen by NAA with probe detection | 95941-1 | Influenza virus A and B and SARS-CoV-2 (COVID-19) and Respiratory syncytial virus RNA panel - Respiratory specimen by NAA with probe detection |  | FLUA_EUA | 9N79 | Alinity m Resp-4-Plex_Abbott Molecular Inc. | EUA | 00884999048034 | DII | Influenza virus A RNA | PrThr | Pt | Respiratory.upper | Ord | Probe.amp.tar | 20210324 | 2.69
Abbott | Alinity m | Flu B | anterior nasal swab (697989009^Anterior nares swab^SCT) nasopharyngeal swab (258500001^Nasopharyngeal swab^SCT) | Flu B Negative (260415000^Not Detected^SCT) Flu B Positive (260373001^Detected^SCT) | 85478-6 | Influenza virus B RNA [Presence] in Upper respiratory specimen by NAA with probe detection | 95941-1 | Influenza virus A and B and SARS-CoV-2 (COVID-19) and Respiratory syncytial virus RNA panel - Respiratory specimen by NAA with probe detection |  | FLUB_EUA | 9N79 | Alinity m Resp-4-Plex_Abbott Molecular Inc. | EUA | 00884999048034 | DII | Influenza virus B RNA | PrThr | Pt | Respiratory.upper | Ord | Probe.amp.tar | 20210324 | 2.69
Abbott | Alinity m | RSV | anterior nasal swab (697989009^Anterior nares swab^SCT) nasopharyngeal swab (258500001^Nasopharyngeal swab^SCT) | RSV Negative (260415000^Not Detected^SCT) RSV Positive (260373001^Detected^SCT) | 85479-4 | Respiratory syncytial virus RNA [Presence] in Upper respiratory specimen by NAA with probe detection | 95941-1 | Influenza virus A and B and SARS-CoV-2 (COVID-19) and Respiratory syncytial virus RNA panel - Respiratory specimen by NAA with probe detection |  | RSV_EUA | 9N79 | Alinity m Resp-4-Plex_Abbott Molecular Inc. | EUA | 00884999048034 | DII | Respiratory syncytial virus RNA | PrThr | Pt | Respiratory.upper | Ord | Probe.amp.tar | 20210324 | 2.69
Abbott | Alinity m | SARS-CoV-2 | anterior nasal swab (697989009^Anterior nares swab^SCT) nasopharyngeal swab (258500001^Nasopharyngeal swab^SCT) | SARS-CoV-2 Negative (260415000^Not Detected^SCT) SARS-CoV-2 Positive (260373001^Detected^SCT) | 94500-6 | SARS-CoV-2 (COVID-19) RNA [Presence] in Respiratory specimen by NAA with probe detection | 95941-1 | Influenza virus A and B and SARS-CoV-2 (COVID-19) and Respiratory syncytial virus RNA panel - Respiratory specimen by NAA with probe detection |  | 4PCOV2_EUA | 9N79 | Alinity m Resp-4-Plex_Abbott Molecular Inc. | EUA | 00884999048034 | DII | SARS coronavirus 2 RNA | PrThr | Pt | Respiratory | Ord | Probe.amp.tar | 20210324 | 2.69
Abbott | Alinity m | SARSCoV2 | anterior nasal swab (697989009^Anterior nares swab^SCT) mid-turbinate nasal swab (1293160008^Swab from middle region of inferior nasal meatus^SCT) (433801000124107^Nasopharyngeal and oropharyngeal swab^SCT) nasopharyngeal swab (258500001^Nasopharyngeal swab^SCT) oropharyngeal swab (258529004^Throat swab^SCT) bronchoalveolar lavage (258607008^Bronchoalveolar lavage fluid sample^SCT) | Positive (260373001^Detected^SCT) Negative (260415000^Not detected^SCT) | 94500-6 | SARS coronavirus 2 RNA [Presence] in Respiratory specimen by NAA with probe detection | 94500-6 | SARS coronavirus 2 RNA [Presence] in Respiratory specimen by NAA with probe detection |  | 3019 | 9N78 | 00884999049222 | DIT | 00884999048034 | DII | SARS coronavirus 2 RNA | PrThr | Pt | Respiratory | Ord | Probe.amp.tar | 20210929 | 2.68
Abbott | BinaxNOW COVID-19 Ag Card | SARS-CoV-2 nucleocapsid protein antigen | nasal swabs (445297001^Swab of internal nose^SCT) | Negative (260415000^Not Detected^SCT) Positive (260373001^Detected^SCT) Invalid (455371000124106^Invalid result^SCT or 125154007^Specimen unsatisfactory for evaluation^SCT) | 94558-4 | SARS-CoV-2 (COVID-19) Ag [Presence] in Respiratory specimen by Rapid immunoassay | 94558-4 | SARS-CoV-2 (COVID-19) Ag [Presence] in Respiratory specimen by Rapid immunoassay | This test is authorized for use at the Point of Care (POC), i.e., in patient care settings operating under a CLIA Certificate of Waiver, Certificate of Compliance, or Certificate of Accreditation. |  |  | 10811877011290 | DIT | No Equipment | NA | SARS coronavirus 2 Ag | PrThr | Pt | Respiratory | Ord | IA.rapid | 20201110 | 2.68
Abbott | BinaxNOW COVID-19 Ag Card Home Test | SARS-CoV-2 nucleocapsid protein antigen | anterior nasal (nares) swab (697989009^Anterior nares swab^SCT) | COVID-19 was detected (260373001^Detected^SCT) COVID-19 was not detected (260415000^Not Detected^SCT) Invalid (455371000124106^Invalid result^SCT or 125154007^Specimen unsatisfactory for evaluation^SCT) | 94558-4 | SARS-CoV-2 (COVID-19) Ag [Presence] in Respiratory specimen by Rapid immunoassay | 94558-4 | SARS-CoV-2 (COVID-19) Ag [Presence] in Respiratory specimen by Rapid immunoassay |  |  |  | 10811877011337 | DIT | 10811877011337 | DII | SARS coronavirus 2 Ag | PrThr | Pt | Respiratory | Ord | IA.rapid | 20210303 | 2.68
Abbott | ID NOW | COVID-19 | nasal swab (445297001^Swab of internal nose^SCT) nasopharyngeal swab (258500001^Nasopharyngeal swab^SCT) throat swabs (258529004^Throat swab^SCT) Nasal and throat swab combination (433801000124107^Nasopharyngeal and oropharyngeal swab^SCT) | Positive (260373001^Detected^SCT) Negative (260415000^Not detected^SCT) Invalid (455371000124106^Invalid result^SCT) | 94534-5 | SARS coronavirus 2 RdRp gene [Presence] in Respiratory specimen by NAA with probe detection | 94534-5 | SARS coronavirus 2 RdRp gene [Presence] in Respiratory specimen by NAA with probe detection |  | COVID-19 |  | 10811877011269 | DIT | 00811877010616 | DII | SARS coronavirus 2 RdRp gene | PrThr | Pt | Respiratory | Ord | Probe.amp.tar | 20200428 | 2.68
Abbott | m2000 RealTime System | SARS-CoV-2 | nasopharyngeal (NP) swabs (258500001^Nasopharyngeal swab^SCT) oropharyngeal (OP) swabs (258529004^Throat swab^SCT) | Positive (260373001^Detected^SCT) Negative (260415000^Not detected^SCT) | 94500-6 | SARS coronavirus 2 RNA [Presence] in Respiratory specimen by NAA with probe detection | 94500-6 | SARS coronavirus 2 RNA [Presence] in Respiratory specimen by NAA with probe detection |  | SARS-CoV-2 | 9N77 | 00884999049109 | DIT | 00884999031814 | DII | SARS coronavirus 2 RNA | PrThr | Pt | Respiratory | Ord | Probe.amp.tar | 20200519 | 2.68
Abbott Diagnostics Scarborough, Inc. | BinaxNOW COVID-19 Ag 2 Card | SARS-CoV-2 nucleocapsid protein antigen | anterior nasal (nares) swab (697989009^Anterior nares swab^SCT) | Positive (260373001^Detected^SCT) Negative (260415000^Not Detected^SCT) Invalid (455371000124106^Invalid result^SCT or 125154007^Specimen unsatisfactory for evaluation^SCT) | 94558-4 | SARS-CoV-2 (COVID-19) Ag [Presence] in Respiratory specimen by Rapid immunoassay | 94558-4 | SARS-CoV-2 (COVID-19) Ag [Presence] in Respiratory specimen by Rapid immunoassay |  |  |  | BinaxNOW COVID-19 Ag 2 Card_Abbott Diagnostics Scarborough, Inc. | EUA | No Equipment | NA | SARS coronavirus 2 Ag | PrThr | Pt | Respiratory | Ord | IA.rapid | 20210407 | 2.69
Abbott Diagnostics Scarborough, Inc. | BinaxNOW COVID-19 Ag Card 2 Home Test | SARS-CoV-2 nucleocapsid protein antigen | anterior nasal (nares) swab (697989009^Anterior nares swab^SCT) | Positive Result (260373001^Detected^SCT) Negative Result (260415000^Not Detected^SCT) Invalid Result (455371000124106^Invalid result^SCT or 125154007^Specimen unsatisfactory for evaluation^SCT) | 94558-4 | SARS-CoV-2 (COVID-19) Ag [Presence] in Respiratory specimen by Rapid immunoassay | 94558-4 | SARS-CoV-2 (COVID-19) Ag [Presence] in Respiratory specimen by Rapid immunoassay |  |  |  | BinaxNOW COVID-19 Ag Card 2 Home Test_Abbott Diagnostics Scarborough, Inc. | EUA | No Equipment | NA | SARS coronavirus 2 Ag | PrThr | Pt | Respiratory | Ord | IA.rapid | 20210407 | 2.69
Abbott Diagnostics Scarborough, Inc. | BinaxNOW COVID-19 Antigen Self Test | SARS-CoV-2 nucleocapsid protein antigen | anterior nasal (nares) swab (697989009^Anterior nares swab^SCT) | Positive Result (260373001^Detected^SCT) Negative Result (260415000^Not Detected^SCT) Invalid Result (455371000124106^Invalid result^SCT or 125154007^Specimen unsatisfactory for evaluation^SCT) | 94558-4 | SARS-CoV-2 (COVID-19) Ag [Presence] in Respiratory specimen by Rapid immunoassay | 94558-4 | SARS-CoV-2 (COVID-19) Ag [Presence] in Respiratory specimen by Rapid immunoassay |  |  |  | BinaxNOW COVID-19 Antigen Self Test_Abbott Diagnostics Scarborough, Inc. | EUA | 00811877011460 | DII | SARS coronavirus 2 Ag | PrThr | Pt | Respiratory | Ord | IA.rapid | 20210407 | 2.69
Abbott Diagnostics Scarborough, Inc. | BinaxNOW COVID-19/Flu A&B Combo Self Test | SARS-CoV-2 nucleocapsid protein antigen | anterior nares nasal swab (697989009^Anterior nares swab^SCT) | COVID-19 Positive (260373001^Detected^SCT) COVID-19 Negative (260415000^Not detected^SCT) Invalid (455371000124106^Invalid result^SCT) | 97097-0 | SARS-CoV-2 (COVID-19) Ag [Presence] in Upper respiratory specimen by Rapid immunoassay | 97099-6 | Influenza virus A and B and SARS-CoV-2 (COVID-19) Ag panel - Upper respiratory specimen by Rapid immunoassay | This test is for non-prescription home use by individuals aged 14 years or older testing themselves, or adults testing individuals aged 2 years or older. All negative results are presumptive and should be confirmed with an FDA-cleared molecular assay when determined to be appropriate by a healthcare provider. |  |  | BinaxNOW COVID-19/Flu A&B Combo Self Test_Abbott Diagnostics Scarborough, Inc. | MNT | (NA) | (NA) | SARS coronavirus 2 Ag | PrThr | Pt | Respiratory system specimen.upper | Ord | IA.rapid | 20260409 | 2.82
Abbott Diagnostics Scarborough, Inc. | BinaxNOW COVID-19/Flu A&B Combo Self Test | Influenza A nucleoprotein antigen | anterior nares nasal swab (697989009^Anterior nares swab^SCT) | Influenza A Positive (260373001^Detected^SCT) Influenza A Negative (260415000^Not detected^SCT) Invalid (455371000124106^Invalid result^SCT) | 80382-5 | Influenza virus A Ag [Presence] in Upper respiratory specimen by Rapid immunoassay | 97099-6 | Influenza virus A and B and SARS-CoV-2 (COVID-19) Ag panel - Upper respiratory specimen by Rapid immunoassay | This test is for non-prescription home use by individuals aged 14 years or older testing themselves, or adults testing individuals aged 2 years or older. All negative results are presumptive and should be confirmed with an FDA-cleared molecular assay when determined to be appropriate by a healthcare provider. |  |  | BinaxNOW COVID-19/Flu A&B Combo Self Test_Abbott Diagnostics Scarborough, Inc. | MNT | (NA) | (NA) | Influenza virus A Ag | PrThr | Pt | Respiratory system specimen.upper | Ord | IA.rapid | 20260409 | 2.82
Abbott Diagnostics Scarborough, Inc. | BinaxNOW COVID-19/Flu A&B Combo Self Test | Influenza B nucleoprotein antigen | anterior nares nasal swab (697989009^Anterior nares swab^SCT) | Influenza B Positive (260373001^Detected^SCT) Influenza B Negative (260415000^Not detected^SCT) Invalid (455371000124106^Invalid result^SCT) | 80383-3 | Influenza virus B Ag [Presence] in Upper respiratory specimen by Rapid immunoassay | 97099-6 | Influenza virus A and B and SARS-CoV-2 (COVID-19) Ag panel - Upper respiratory specimen by Rapid immunoassay | This test is for non-prescription home use by individuals aged 14 years or older testing themselves, or adults testing individuals aged 2 years or older. All negative results are presumptive and should be confirmed with an FDA-cleared molecular assay when determined to be appropriate by a healthcare provider. |  |  | BinaxNOW COVID-19/Flu A&B Combo Self Test_Abbott Diagnostics Scarborough, Inc. | MNT | (NA) | (NA) | Influenza virus B Ag | PrThr | Pt | Respiratory system specimen.upper | Ord | IA.rapid | 20260409 | 2.82
Abbott Diagnostics Scarborough, Inc. | ID NOW COVID-19 2.0* | SARS-CoV-2 RNA | direct anterior nasal (nasal) swab (697989009^Anterior nares swab^SCT) nasopharyngeal swab (258500001^Nasopharyngeal swab^SCT) | COVID-19 Positive (260373001^Detected^SCT) COVID-19 Negative (260415000^Not Detected^SCT) COVID-19 Invalid (455371000124106^Invalid result^SCT or 125154007^Specimen unsatisfactory for evaluation^SCT) | 96123-5 | SARS-CoV-2 (COVID-19) RdRp gene [Presence] in Upper respiratory specimen by NAA with probe detection | 96123-5 | SARS-CoV-2 (COVID-19) RdRp gene [Presence] in Upper respiratory specimen by NAA with probe detection |  |  |  | ID NOW COVID-19 2.0_Abbott Diagnostics Scarborough, Inc. | EUA | 00811877010616 | DII | SARS coronavirus 2 RdRp gene | PrThr | Pt | Respiratory.upper | Ord | Probe.amp.tar | 20220518 | 2.69
Access Bio, Inc. | CareStart COVID-19 Antigen test* | SARS-CoV-2 nucleocapsid protein antigen | nasopharyngeal swab specimens (258500001^Nasopharyngeal swab^SCT) anterior nasal swab (697989009^Anterior nares swab^SCT) | Positive (260373001^Detected^SCT) Negative (260415000^Not Detected^SCT) Invalid (455371000124106^Invalid result^SCT or 125154007^Specimen unsatisfactory for evaluation^SCT) | 94558-4 | SARS-CoV-2 (COVID-19) Ag [Presence] in Respiratory specimen by Rapid immunoassay | 94558-4 | SARS-CoV-2 (COVID-19) Ag [Presence] in Respiratory specimen by Rapid immunoassay | This test is authorized for use at the Point of Care (POC), i.e., in patient care settings operating under a CLIA Certificate of Waiver |  |  | CareStart COVID-19 Antigen test_Access Bio, Inc. | EUA | No Equipment | NA | SARS coronavirus 2 Ag | PrThr | Pt | Respiratory | Ord | IA.rapid | 20210317 | 2.68
Access Bio, Inc. | CareStart COVID-19 Antigen Home Test* | SARS-CoV-2 nucleocapsid protein antigen | anterior nasal (nares) swab (697989009^Anterior nares swab^SCT) | COVID-19 Detected (Positive) (260373001^Detected^SCT) COVID-19 Not Detected (Negative) (260415000^Not Detected^SCT) Invalid (455371000124106^Invalid result^SCT or 125154007^Specimen unsatisfactory for evaluation^SCT) | 97097-0 | SARS-CoV-2 (COVID-19) Ag [Presence] in Upper respiratory specimen by Rapid immunoassay | 97097-0 | SARS-CoV-2 (COVID-19) Ag [Presence] in Upper respiratory specimen by Rapid immunoassay | This test is also distributed under the brand name: • On/Go COVID-19 Antigen Self-Test |  |  | CareStart COVID-19 Antigen Home Test_Access Bio, Inc. | EUA | No Equipment | NA | SARS coronavirus 2 Ag | PrThr | Pt | Respiratory.upper | Ord | IA.rapid | 20210811 | 2.70
Access Bio, Inc. | CareStart COVID-19 IgM/IgG | IgM Result Interpretation | serum (119364003^Serum specimen^SCT) plasma (119361006^Plasma specimen^SCT) venous whole blood (122555007^Venous blood specimen^SCT) | IgM Positive (10828004^Positive^SCT) Negative (260385009^Negative^SCT) Invalid (455371000124106^Invalid result^SCT or 125154007^Specimen unsatisfactory for evaluation^SCT) | 94508-9 | SARS-CoV-2 (COVID-19) IgM Ab [Presence] in Serum, Plasma or Blood by Rapid immunoassay | 94503-0 | SARS-CoV-2 (COVID-19) Ab panel - Serum, Plasma or Blood by Rapid immunoassay | This test is also distributed under the brand names: • Rapid Response Liberty COVID-19 IgG/IgM • KarmaCare SARS-CoV-2 IgM/IgG • KarmaCare COVID-19 IgM/IgG |  |  | CareStart COVID-19 IgM/IgG_Access Bio, Inc. | EUA | No Equipment | NA | SARS coronavirus 2 Ab.IgM | PrThr | Pt | Ser/Plas/Bld | Ord | IA.rapid | 20201110 | 2.68
Access Bio, Inc. | CareStart COVID-19 IgM/IgG | IgG Result Interpretation | serum (119364003^Serum specimen^SCT) plasma (119361006^Plasma specimen^SCT) venous whole blood (122555007^Venous blood specimen^SCT) | IgG Positive (10828004^Positive^SCT) Negative (260385009^Negative^SCT) Invalid (455371000124106^Invalid result^SCT or 125154007^Specimen unsatisfactory for evaluation^SCT) | 94507-1 | SARS-CoV-2 (COVID-19) IgG Ab [Presence] in Serum, Plasma or Blood by Rapid immunoassay | 94503-0 | SARS-CoV-2 (COVID-19) Ab panel - Serum, Plasma or Blood by Rapid immunoassay | This test is also distributed under the brand names: • Rapid Response Liberty COVID-19 IgG/IgM • KarmaCare SARS-CoV-2 IgM/IgG • KarmaCare COVID-19 IgM/IgG |  |  | CareStart COVID-19 IgM/IgG_Access Bio, Inc. | EUA | No Equipment | NA | SARS coronavirus 2 Ab.IgG | PrThr | Pt | Ser/Plas/Bld | Ord | IA.rapid | 20201110 | 2.68
Access Bio, Inc. | CareStart COVID-19 MDx RT-PCR* | SARS-CoV-2 Result Interpretation | nasopharyngeal swabs (258500001^Nasopharyngeal swab^SCT) oropharyngeal swabs (258529004^Throat swab^SCT) combined nasopharyngeal/oropharyngeal (NP/OP) swabs (433801000124107^Nasopharyngeal and oropharyngeal swab^SCT) nasal swabs (445297001^Swab of internal nose^SCT) nasopharyngeal wash/aspirate (258467004^Nasopharyngeal washings^SCT or 258411007^Nasopharyngeal aspirate^SCT) nasal aspirate (429931000124105^Nasal aspirate specimen^SCT) bronchoalveolar lavage (258607008^Bronchoalveolar lavage fluid sample^SCT) | COVID-19 Positive (260373001^Detected^SCT) COVID-19 Negative (260415000^Not Detected^SCT) NA (455371000124106^Invalid result^SCT or 125154007^Specimen unsatisfactory for evaluation^SCT) | 94500-6 | SARS-CoV-2 (COVID-19) RNA [Presence] in Respiratory specimen by NAA with probe detection | 94531-1 | SARS-CoV-2 (COVID19) RNA panel - Respiratory specimen by NAA with probe detection | This test is also distributed under the brand name: • KarmaCare COVID-19 MDx RT-PCR |  |  | CareStart COVID-19 MDx RT-PCR_Access Bio, Inc. | EUA | ABI 7500 FAST Real-Time PCR_Thermo Fisher | MNI | SARS coronavirus 2 RNA | PrThr | Pt | Respiratory | Ord | Probe.amp.tar | 20200826 | 2.68
Access Bio, Inc. | CareStart COVID-19 MDx RT-PCR* | SARS-CoV-2 Result Interpretation | nasopharyngeal swabs (258500001^Nasopharyngeal swab^SCT) oropharyngeal swabs (258529004^Throat swab^SCT) combined nasopharyngeal/oropharyngeal (NP/OP) swabs (433801000124107^Nasopharyngeal and oropharyngeal swab^SCT) nasal swabs (445297001^Swab of internal nose^SCT) nasopharyngeal wash/aspirate (258467004^Nasopharyngeal washings^SCT or 258411007^Nasopharyngeal aspirate^SCT) nasal aspirate (429931000124105^Nasal aspirate specimen^SCT) bronchoalveolar lavage (258607008^Bronchoalveolar lavage fluid sample^SCT) | COVID-19 Positive (260373001^Detected^SCT) COVID-19 Negative (260415000^Not Detected^SCT) NA (455371000124106^Invalid result^SCT or 125154007^Specimen unsatisfactory for evaluation^SCT) | 94500-6 | SARS-CoV-2 (COVID-19) RNA [Presence] in Respiratory specimen by NAA with probe detection | 94531-1 | SARS-CoV-2 (COVID19) RNA panel - Respiratory specimen by NAA with probe detection | This test is also distributed under the brand name: • KarmaCare COVID-19 MDx RT-PCR |  |  | CareStart COVID-19 MDx RT-PCR_Access Bio, Inc. | EUA | ABI 7500 Real-Time PCR_Thermo Fisher | MNI | SARS coronavirus 2 RNA | PrThr | Pt | Respiratory | Ord | Probe.amp.tar | 20200826 | 2.68
Access Bio, Inc. | CareStart COVID-19 MDx RT-PCR* | SARS-CoV-2 Result Interpretation | nasopharyngeal swabs (258500001^Nasopharyngeal swab^SCT) oropharyngeal swabs (258529004^Throat swab^SCT) combined nasopharyngeal/oropharyngeal (NP/OP) swabs (433801000124107^Nasopharyngeal and oropharyngeal swab^SCT) nasal swabs (445297001^Swab of internal nose^SCT) nasopharyngeal wash/aspirate (258467004^Nasopharyngeal washings^SCT or 258411007^Nasopharyngeal aspirate^SCT) nasal aspirate (429931000124105^Nasal aspirate specimen^SCT) bronchoalveolar lavage (258607008^Bronchoalveolar lavage fluid sample^SCT) | COVID-19 Positive (260373001^Detected^SCT) COVID-19 Negative (260415000^Not Detected^SCT) NA (455371000124106^Invalid result^SCT or 125154007^Specimen unsatisfactory for evaluation^SCT) | 94500-6 | SARS-CoV-2 (COVID-19) RNA [Presence] in Respiratory specimen by NAA with probe detection | 94531-1 | SARS-CoV-2 (COVID19) RNA panel - Respiratory specimen by NAA with probe detection | This test is also distributed under the brand name: • KarmaCare COVID-19 MDx RT-PCR |  |  | CareStart COVID-19 MDx RT-PCR_Access Bio, Inc. | EUA | CFX96 Touch Real-Time PCR System_BioRad | MNI | SARS coronavirus 2 RNA | PrThr | Pt | Respiratory | Ord | Probe.amp.tar | 20200826 | 2.68
Access Bio, Inc. | CareStart EZ COVID-19 IgM/IgG* | Interpretation of Results IgM | serum (119364003^Serum specimen^SCT) plasma (119361006^Plasma specimen^SCT) venous whole blood (258580003^Whole blood sample^SCT) fingerstick whole blood (122554006^Capillary blood specimen^SCT) | IgM Positive (10828004^Positive^SCT) Negative (260385009^Negative^SCT) Invalid (455371000124106^Invalid result^SCT or 125154007^Specimen unsatisfactory for evaluation^SCT) | 94508-9 | SARS-CoV-2 (COVID-19) IgM Ab [Presence] in Serum, Plasma or Blood by Rapid immunoassay | 94503-0 | SARS-CoV-2 (COVID-19) Ab panel - Serum, Plasma or Blood by Rapid immunoassay | Expect to be reported together with the Rapid IA result for IgG. |  |  | CareStart EZ COVID-19 IgM/IgG_Access Bio, Inc. | EUA | No Equipment | NA | SARS coronavirus 2 Ab.IgM | PrThr | Pt | Ser/Plas/Bld | Ord | IA.rapid | 20210707 | 2.69
Access Bio, Inc. | CareStart EZ COVID-19 IgM/IgG* | Interpretation of Results IgG | serum (119364003^Serum specimen^SCT) plasma (119361006^Plasma specimen^SCT) venous whole blood (258580003^Whole blood sample^SCT) fingerstick whole blood (122554006^Capillary blood specimen^SCT) | IgG Positive (10828004^Positive^SCT) Negative (260385009^Negative^SCT) Invalid (455371000124106^Invalid result^SCT or 125154007^Specimen unsatisfactory for evaluation^SCT) | 94507-1 | SARS-CoV-2 (COVID-19) IgG Ab [Presence] in Serum, Plasma or Blood by Rapid immunoassay | 94503-0 | SARS-CoV-2 (COVID-19) Ab panel - Serum, Plasma or Blood by Rapid immunoassay | Expect to be reported together with the Rapid IA result for IgM. |  |  | CareStart EZ COVID-19 IgM/IgG_Access Bio, Inc. | EUA | No Equipment | NA | SARS coronavirus 2 Ab.IgG | PrThr | Pt | Ser/Plas/Bld | Ord | IA.rapid | 20210707 | 2.69
Access Genetics, LLC | LDT: OraRisk COVID-19 RT-PCR* | SARS-CoV2 Test Result | nasal swab (445297001^Swab of internal nose^SCT) nasopharyngeal swab (258500001^Nasopharyngeal swab^SCT) | SARS-CoV-2 Not Detected (260415000^Not Detected^SCT) SARS-CoV-2 Detected (260373001^Detected^SCT) Repeat inconclusive (419984006^Inconclusive^SCT) | 94534-5 | SARS coronavirus 2 RdRp gene [Presence] in Respiratory specimen by NAA with probe detection | 94534-5 | SARS coronavirus 2 RdRp gene [Presence] in Respiratory specimen by NAA with probe detection |  |  |  | OraRisk COVID-19 RT-PCR_Access Genetics, LLC | EUA | LightCycler 480 Instrument II_Roche | MNI | SARS coronavirus 2 RdRp gene | PrThr | Pt | Respiratory | Ord | Probe.amp.tar | 20200728 | 2.68
Access Medical Laboratories, Inc. | LDT: Global Direct RT-PCR Test | SARS-CoV-2 Result Interpretation | anterior nasal swabs (697989009^Anterior nares swab^SCT) nasopharyngeal swabs (258500001^Nasopharyngeal swab^SCT) | SARS-CoV-2 Positive (260373001^Detected^SCT) SARS-CoV-2 Negative (260415000^Not detected^SCT) Invalid Specimen or Preparation (455371000124106^Invalid result^SCT or 125154007^Specimen unsatisfactory for evaluation^SCT) | 94756-4 | SARS-CoV-2 (COVID-19) N gene [Presence] in Respiratory specimen by Nucleic acid amplification using CDC primer-probe set N1 | 94756-4 | SARS-CoV-2 (COVID-19) N gene [Presence] in Respiratory specimen by Nucleic acid amplification using CDC primer-probe set N1 |  |  |  | Access Medical Laboratories, Inc._Global Direct RT-PCR Test | EUA | 10190302000222 | DII | SARS coronavirus 2 N gene | PrThr | Pt | Respiratory | Ord | Probe.amp.tar.CDC primer-probe set N1 | 20230601 | 2.74
ACON Laboratories, Inc | Flowflex COVID-19 Antigen Home Test* | SARS-CoV-2 nucleocapsid protein antigen | anterior nasal swab (697989009^Anterior nares swab^SCT) | Negative (260415000^Not Detected^SCT) Positive (260373001^Detected^SCT) Invalid (455371000124106^Invalid result^SCT or 125154007^Specimen unsatisfactory for evaluation^SCT) | 97097-0 | SARS-CoV-2 (COVID-19) Ag [Presence] in Upper respiratory specimen by Rapid immunoassay | 97097-0 | SARS-CoV-2 (COVID-19) Ag [Presence] in Upper respiratory specimen by Rapid immunoassay | This test is also distributed under the brand name: • On/Go One COVID-19 Antigen Home Test |  |  | Flowflex COVID-19 Antigen Home Test_ACON Laboratories, Inc | EUA | No Equipment | NA | SARS coronavirus 2 Ag | PrThr | Pt | Respiratory.upper | Ord | IA.rapid | 20211027 | 2.70
ACON Laboratories, Inc. | ACON SARS-CoV-2 IgG/IgM Rapid Test* | SARS-CoV-2 IgM Results | serum (119364003^Serum specimen^SCT) plasma (119361006^Plasma specimen^SCT) venous whole blood (122555007^Venous blood specimen^SCT) | IgM (-) (260385009^Negative^SCT) IgM (+) (10828004^Positive^SCT) Invalid (455371000124106^Invalid result^SCT or 125154007^Specimen unsatisfactory for evaluation^SCT) | 94508-9 | SARS-CoV-2 (COVID-19) IgM Ab [Presence] in Serum, Plasma or Blood by Rapid immunoassay | 94503-0 | SARS-CoV-2 (COVID-19) Ab panel - Serum, Plasma or Blood by Rapid immunoassay | Expect to be reported together with the Rapid IA result for IgG. |  |  | ACON SARS-CoV-2 IgG/IgM Rapid Test_ACON Laboratories, Inc. | EUA | No Equipment | NA | SARS coronavirus 2 Ab.IgM | PrThr | Pt | Ser/Plas/Bld | Ord | IA.rapid | 20210113 | 2.68
ACON Laboratories, Inc. | ACON SARS-CoV-2 IgG/IgM Rapid Test* | SARS-CoV-2 IgG Results | serum (119364003^Serum specimen^SCT) plasma (119361006^Plasma specimen^SCT) venous whole blood (122555007^Venous blood specimen^SCT) | IgG (-) (260385009^Negative^SCT) IgG (+) (10828004^Positive^SCT) Invalid (455371000124106^Invalid result^SCT or 125154007^Specimen unsatisfactory for evaluation^SCT) | 94507-1 | SARS-CoV-2 (COVID-19) IgG Ab [Presence] in Serum, Plasma or Blood by Rapid immunoassay | 94503-0 | SARS-CoV-2 (COVID-19) Ab panel - Serum, Plasma or Blood by Rapid immunoassay | Expect to be reported together with the Rapid IA result for IgM. |  |  | ACON SARS-CoV-2 IgG/IgM Rapid Test_ACON Laboratories, Inc. | EUA | No Equipment | NA | SARS coronavirus 2 Ab.IgG | PrThr | Pt | Ser/Plas/Bld | Ord | IA.rapid | 20210113 | 2.68
ACON Laboratories, Inc. | Flowflex COVID-19 Antigen Rapid Test | SARS-CoV-2 nucleocapsid protein antigen | anterior nasal swabs (697989009^Anterior nares swab^SCT) | Positive (260373001^Detected^SCT) Negative (260415000^Not detected^SCT) Invalid (455371000124106^Invalid result^SCT or 125154007^Specimen unsatisfactory for evaluation^SCT) | 97097-0 | SARS-CoV-2 (COVID-19) Ag [Presence] in Upper respiratory specimen by Rapid immunoassay | 97097-0 | SARS-CoV-2 (COVID-19) Ag [Presence] in Upper respiratory specimen by Rapid immunoassay |  |  |  | Flowflex COVID-19 Antigen Rapid Test_ACON Laboratories, Inc. | EUA | No Equipment | NA | SARS coronavirus 2 Ag | PrThr | Pt | Respiratory.upper | Ord | IA.rapid | 20221221 | 2.70
ACON Laboratories, Inc. | Flowflex Plus COVID-19 and Flu A/B Home Test | SARS-CoV-2 protein antigen | anterior nasal specimens (697989009^Anterior nares swab^SCT) | Positive Result (260373001^Detected^SCT) Negative Result (260415000^Not detected^SCT) Invalid Result (455371000124106^Invalid result^SCT) | 97097-0 | SARS-CoV-2 (COVID-19) Ag [Presence] in Upper respiratory specimen by Rapid immunoassay | 97099-6 | Influenza virus A and B and SARS-CoV-2 (COVID-19) Ag panel - Upper respiratory specimen by Rapid immunoassay |  |  |  | Flowflex Plus COVID-19 and Flu A/B Home Test_ACON Laboratories, Inc. | EUA | No Equipment | (NA) | SARS coronavirus 2 Ag | PrThr | Pt | Respiratory system specimen.upper | Ord | IA.rapid | 20240822 | 2.78
ACON Laboratories, Inc. | Flowflex Plus COVID-19 and Flu A/B Home Test | Influenza A protein antigen | anterior nasal specimens (697989009^Anterior nares swab^SCT) | Positive Result (260373001^Detected^SCT) Negative Result (260415000^Not detected^SCT) Invalid Result (455371000124106^Invalid result^SCT) | 80382-5 | Influenza virus A Ag [Presence] in Upper respiratory specimen by Rapid immunoassay | 97099-6 | Influenza virus A and B and SARS-CoV-2 (COVID-19) Ag panel - Upper respiratory specimen by Rapid immunoassay |  |  |  | Flowflex Plus COVID-19 and Flu A/B Home Test_ACON Laboratories, Inc. | EUA | No Equipment | (NA) | Influenza virus A Ag | PrThr | Pt | Respiratory system specimen.upper | Ord | IA.rapid | 20240822 | 2.78
ACON Laboratories, Inc. | Flowflex Plus COVID-19 and Flu A/B Home Test | Influenza B protein antigen | anterior nasal specimens (697989009^Anterior nares swab^SCT) | Positive Result (260373001^Detected^SCT) Negative Result (260415000^Not detected^SCT) Invalid Result (455371000124106^Invalid result^SCT) | 80383-3 | Influenza virus B Ag [Presence] in Upper respiratory specimen by Rapid immunoassay | 97099-6 | Influenza virus A and B and SARS-CoV-2 (COVID-19) Ag panel - Upper respiratory specimen by Rapid immunoassay |  |  |  | Flowflex Plus COVID-19 and Flu A/B Home Test_ACON Laboratories, Inc. | EUA | No Equipment | (NA) | Influenza virus B Ag | PrThr | Pt | Respiratory system specimen.upper | Ord | IA.rapid | 20240822 | 2.78
Acupath Laboratories, Inc. | Acupath COVID-19 Real-Time (RT-PCR) Assay* | SARS-CoV-2 Result Interpretation | nasopharyngeal swab (258500001^Nasopharyngeal swab^SCT) nasopharyngeal aspirate (258411007^Nasopharyngeal aspirate^SCT) bronchoalveolar lavage (BAL) (258607008^Bronchoalveolar lavage fluid sample^SCT) | Positive (260373001^Detected^SCT) Inconclusive (419984006^Inconclusive^SCT) Negative (260415000^Not Detected^SCT) Invalid (455371000124106^Invalid result^SCT or 125154007^Specimen unsatisfactory for evaluation^SCT) | 94500-6 | SARS-CoV-2 (COVID-19) RNA [Presence] in Respiratory specimen by NAA with probe detection | 94531-1 | SARS-CoV-2 (COVID19) RNA panel - Respiratory specimen by NAA with probe detection | Testing is limited to Acupath Laboratories |  |  | Acupath COVID-19 Real-Time (RT-PCR) Assay_Acupath Laboratories, Inc. | EUA | ABI QuantStudio 12K Flex_Thermo Fisher | MNI | SARS coronavirus 2 RNA | PrThr | Pt | Respiratory | Ord | Probe.amp.tar | 20200707 | 2.68
Acutis Diagnostics | LDT: SARS-CoV-2 Acutis Multiplex Assay | SARS-CoV-2 Result Outcome | nasopharyngeal (NP) swabs (258500001^Nasopharyngeal swab^SCT) | Detected (260373001^Detected^SCT) Not Detected (260415000^Not detected^SCT) N/A (455371000124106^Invalid result^SCT or 125154007^Specimen unsatisfactory for evaluation^SCT) | 94533-7 | SARS-CoV-2 (COVID-19) N gene [Presence] in Respiratory specimen by NAA with probe detection | 94533-7 | SARS-CoV-2 (COVID-19) N gene [Presence] in Respiratory specimen by NAA with probe detection |  |  |  | SARS-CoV-2 Acutis Multiplex Assay_Acutis Diagnostics | EUA | ABI QuantStudio 12K Flex_Thermo Fisher | MNI | SARS coronavirus 2 N gene | PrThr | Pt | Respiratory | Ord | Probe.amp.tar | 20230615 | 2.74
Acutis Diagnostics | LDT: SARS-CoV-2 Acutis Multiplex Assay | SARS-CoV-2 Result Outcome | nasopharyngeal (NP) swabs (258500001^Nasopharyngeal swab^SCT) | Detected (260373001^Detected^SCT) Not Detected (260415000^Not detected^SCT) N/A (455371000124106^Invalid result^SCT or 125154007^Specimen unsatisfactory for evaluation^SCT) | 94533-7 | SARS-CoV-2 (COVID-19) N gene [Presence] in Respiratory specimen by NAA with probe detection | 94533-7 | SARS-CoV-2 (COVID-19) N gene [Presence] in Respiratory specimen by NAA with probe detection |  |  |  | SARS-CoV-2 Acutis Multiplex Assay_Acutis Diagnostics | EUA | 10190302015592 | DII | SARS coronavirus 2 N gene | PrThr | Pt | Respiratory | Ord | Probe.amp.tar | 20230615 | 2.74
Adaptive Biotechnologies Corporation | T-Detect COVID Test* | TCR beta gene sequences specific for SARS-CoV2 | venous whole blood (122555007^Venous blood specimen^SCT) | Positive (10828004^Positive^SCT) Negative (260385009^Negative^SCT) No result (419984006^Inconclusive^SCT) | 95970-0 | SARS-CoV-2 (COVID-19) specific TCRB gene rearrangements [Presence] in Blood by Sequencing | 95970-0 | SARS-CoV-2 (COVID-19) specific TCRB gene rearrangements [Presence] in Blood by Sequencing | Testing is limited to laboratories designated by Adaptive Biotechnologies Corporation that includes the Adaptive Biotechnologies Lab located at 1551 Eastlake Ave E Ste 200, Seattle, Washington, which is also certified under the Clinical Laboratory Improvements Amendments of 1988 (CLIA), 42 U.S.C. §263a, and meets requirements to perform highcomplexity tests. |  |  | T-Detect COVID Test_Adaptive Biotechnologies Corporation | EUA | NextSeq 550 Sequencing System_Illumina | MNI | SARS coronavirus 2 specific TCRB gene rearrangements | PrThr | Pt | Bld | Ord | Sequencing | 20220727 | 2.69
Adaptive Biotechnologies Corporation | T-Detect COVID Test* | TCR beta gene sequences specific for SARS-CoV2 | venous whole blood (122555007^Venous blood specimen^SCT) | Positive (10828004^Positive^SCT) Negative (260385009^Negative^SCT) No result (419984006^Inconclusive^SCT) | 95970-0 | SARS-CoV-2 (COVID-19) specific TCRB gene rearrangements [Presence] in Blood by Sequencing | 95970-0 | SARS-CoV-2 (COVID-19) specific TCRB gene rearrangements [Presence] in Blood by Sequencing | Testing is limited to laboratories designated by Adaptive Biotechnologies Corporation that includes the Adaptive Biotechnologies Lab located at 1551 Eastlake Ave E Ste 200, Seattle, Washington, which is also certified under the Clinical Laboratory Improvements Amendments of 1988 (CLIA), 42 U.S.C. §263a, and meets requirements to perform highcomplexity tests. |  |  | T-Detect COVID Test_Adaptive Biotechnologies Corporation | EUA | NextSeq 500 Sequencing System_Illumina | MNI | SARS coronavirus 2 specific TCRB gene rearrangements | PrThr | Pt | Bld | Ord | Sequencing | 20220727 | 2.69
ADL Diagnostics, Inc., dba Anavasi Diagnostics | The AsencioDx COVID-19 Test Kit and The AsencioDx Molecular Detector | SARS-CoV-2 Interpretation Results | anterior nasal swabs (697989009^Anterior nares swab^SCT) | Positive: COVID-19 Virus Detected (260373001^Detected^SCT) Negative: COVID-19 Virus Not Detected (260415000^Not detected^SCT) Test Failed: Inconclusive (455371000124106^Invalid result^SCT) | 95409-9 | SARS-CoV-2 (COVID-19) N gene [Presence] in Nose by NAA with probe detection | 95409-9 | SARS-CoV-2 (COVID-19) N gene [Presence] in Nose by NAA with probe detection |  |  |  | The AsencioDx COVID-19 Test Kit and The AsencioDx Molecular Detector_ADL Diagnostics, Inc., dba Anavasi Diagnostics | EUA | AscencioDx Molecular Detector_ADL Diagnostics | MNI | SARS coronavirus 2 N gene | PrThr | Pt | Nose | Ord | Probe.amp.tar | 20230215 | 2.69
ADVAITE, Inc. | RapCov Rapid COVID-19 Test | SARS-CoV-2 Nucleocapsid Protein IgG antibodies | fingerstick whole blood (122554006^Capillary blood specimen^SCT) | Positive Test (10828004^Positive^SCT) Negative Test (260385009^Negative^SCT) Invalid Test (455371000124106^Invalid result^SCT or 125154007^Specimen unsatisfactory for evaluation^SCT) | 94507-1 | SARS-CoV-2 (COVID-19) IgG Ab [Presence] in Serum, Plasma or Blood by Rapid immunoassay | 94507-1 | SARS-CoV-2 (COVID-19) IgG Ab [Presence] in Serum, Plasma or Blood by Rapid immunoassay |  |  |  | RapCov Rapid COVID-19 Test_ADVAITE, Inc. | EUA | No Equipment | NA | SARS coronavirus 2 Ab.IgG | PrThr | Pt | Ser/Plas/Bld | Ord | IA.rapid | 20210120 | 2.68
Advin Biotech Inc. | Advin COVID-19 Antigen Test @Home | Nucleocapsid (N) protein | anterior nasal (nares) swab (697989009^Anterior nares swab^SCT) | COVID-19 Positive (+) (260373001^Detected^SCT) COVID-19 Negative (-) (260415000^Not Detected^SCT) Invalid (455371000124106^Invalid result^SCT or 125154007^Specimen unsatisfactory for evaluation^SCT) | 97097-0 | SARS-CoV-2 (COVID-19) Ag [Presence] in Upper respiratory specimen by Rapid immunoassay | 97097-0 | SARS-CoV-2 (COVID-19) Ag [Presence] in Upper respiratory specimen by Rapid immunoassay |  |  |  | Advin COVID-19 Antigen Test @Home_Advin Biotech Inc. | EUA | No Equipment | (NA) | SARS coronavirus 2 Ag | PrThr | Pt | Respiratory.upper | Ord | IA.rapid | 20240125 | 2.76
Aeon Global Health | LDT: Aeon Global Health SARS-CoV-2 Assay* | SARS-CoV-2 Result Interpretation | nasal swab (445297001^Swab of internal nose^SCT) mid-turbinate swab (1293160008^Swab from middle region of inferior nasal meatus^SCT) nasopharyngeal swab (258500001^Nasopharyngeal swab^SCT) oropharyngeal swab (258529004^Throat swab^SCT) nasopharyngeal wash/aspirate (258467004^Nasopharyngeal washings^SCT or 258411007^Nasopharyngeal aspirate^SCT) nasal aspirate (429931000124105^Nasal aspirate specimen^SCT) bronchoalveolar lavage specimens (258607008^Bronchoalveolar lavage fluid sample^SCT) | Invalid (455371000124106^Invalid result^SCT or 125154007^Specimen unsatisfactory for evaluation^SCT) SARS-CoV-2 Not Detected (260415000^Not Detected^SCT) SARS-CoV-2 Inconclusive (419984006^Inconclusive^SCT) SARS-CoV-2 Detected (260373001^Detected^SCT) | 94500-6 | SARS-CoV-2 (COVID-19) RNA [Presence] in Respiratory specimen by NAA with probe detection | 94531-1 | SARS-CoV-2 (COVID-19) RNA panel - Respiratory specimen by NAA with probe detection | Testing is limited to Aeon Global Health laboratory located at 2225 Centennial Drive, Gainesville, GA 30504 |  |  | Aeon Global Health SARS-CoV-2 Assay_Aeon Global Health | EUA | ABI QuantStudio 12K Flex_Thermo Fisher | MNI | SARS coronavirus 2 RNA | PrThr | Pt | Respiratory | Ord | Probe.amp.tar | 20201005 | 2.68
Agena Bioscience, Inc. | MassARRAY SARS-CoV-2 Panel* | SARS-CoV-2 Report | nasopharyngeal swab (258500001^Nasopharyngeal swab^SCT) oropharyngeal swab (258529004^Throat swab^SCT) nasal swab (445297001^Swab of internal nose^SCT) mid-turbinate swab (1293160008^Swab from middle region of inferior nasal meatus^SCT) nasal aspirate (429931000124105^Nasal aspirate specimen^SCT) nasopharyngeal aspirate (258411007^Nasopharyngeal aspirate^SCT) bronchoalveolar lavage (BAL) (258607008^Bronchoalveolar lavage fluid sample^SCT) (433801000124107^Nasopharyngeal and oropharyngeal swab^SCT) | SARS-CoV-2 Detected (260373001^Detected^SCT) SARS-CoV-2 Inconclusive (419984006^Inconclusive^SCT) SARS-CoV-2 Not Detected (260415000^Not Detected^SCT) Invalid (455371000124106^Invalid result^SCT or 125154007^Specimen unsatisfactory for evaluation^SCT) | 95608-6 | SARS-CoV-2 (COVID-19) RNA [Presence] in Respiratory specimen by NAA with non-probe detection | 95608-6 | SARS-CoV-2 (COVID-19) RNA [Presence] in Respiratory specimen by NAA with non-probe detection |  |  |  | MassARRAY SARS-CoV-2 Panel_Agena Bioscience, Inc. | EUA | MassARRAY System_Agena Bioscience | MNI | SARS coronavirus 2 RNA | PrThr | Pt | Respiratory | Ord | Non-probe.amp.tar | 20230308 | 2.74
AIT Laboratories | LDT: SARS-CoV-2 Assay* | SARS-CoV-2 Result Interpretation | Nasal swab (445297001^Swab of internal nose^SCT) mid-turbinate nasal swab (1293160008^Swab from middle region of inferior nasal meatus^SCT) nasopharyngeal swab (258500001^Nasopharyngeal swab^SCT) oropharyngeal swab (258529004^Throat swab^SCT) sputum (119334006^Sputum specimen^SCT) BAL (258607008^Bronchoalveolar lavage fluid sample^SCT) | Positive SARS-CoV-2 (260373001^Detected^SCT) SARS-CoV-2 Not Detected (260415000^Not detected^SCT) SARS-CoV-2 Inconclusive (419984006^Inconclusive^SCT) | 94500-6 | SARS coronavirus 2 RNA [Presence] in Respiratory specimen by NAA with probe detection | 94531-1 | SARS-CoV-2 (COVID19) RNA panel - Respiratory specimen by NAA with probe detection |  |  |  | SARS-CoV-2 Assay_AIT Laboratories | EUA | ABI QuantStudio 12K Flex_Thermo Fisher | MNI | SARS coronavirus 2 RNA | PrThr | Pt | Respiratory | Ord | Probe.amp.tar | 20200512 | 2.68
Akron Children's Hospital | LDT: Akron Children's Hospital SARS-CoV-2 Assay* | SARS-CoV-2 Result Interpretation | nasopharyngeal swabs (258500001^Nasopharyngeal swab^SCT) oropharyngeal (throat) swabs (258529004^Throat swab^SCT) anterior nasal swabs (697989009^Anterior nares swab^SCT) mid-turbinate nasal swabs (1293160008^Swab from middle region of inferior nasal meatus^SCT) nasal aspirates (429931000124105^Nasal aspirate specimen^SCT) nasal washes (433871000124101^Nasal washings^SCT) bronchoalveolar lavage (BAL) fluid (258607008^Bronchoalveolar lavage fluid sample^SCT) | B-ß-CoV (E gene target) andSARS-CoV-2 (S gene target) specific RNA detected. Positive for SARS-CoV-2. (260373001^Detected^SCT) Only B-ß-CoV (E gene target) specific RNA was detected. Presumptive positive for SARS-CoV-2. (720735008^Presumptive positive^SCT) Only SARS-CoV-2 (S gene target) specific RNA was detected. Positive for SARSCoV-2. (260373001^Detected^SCT) Neither B-ß-CoV (E gene target) nor SARS-CoV-2 (S gene target) specific RNA was detected. (260415000^Not Detected^SCT) RT-PCR inhibition or reagent failure (455371000124106^Invalid result^SCT or 125154007^Specimen unsatisfactory for evaluation^SCT) | 94500-6 | SARS-CoV-2 (COVID-19) RNA [Presence] in Respiratory specimen by NAA with probe detection | 94531-1 | SARS-CoV-2 (COVID-19) RNA panel - Respiratory specimen by NAA with probe detection | Testing is limited to the Akron Children's Hospital Molecular Diagnostics Laboratory located at One Perkins Square, Akron, OH 44308 |  |  | Akron Children's Hospital SARS-CoV-2 Assay_Akron Children's Hospital | EUA | Rotor-Gene Q MDx_QIAGEN GmbH | MNI | SARS coronavirus 2 RNA | PrThr | Pt | Respiratory | Ord | Probe.amp.tar | 20201005 | 2.68
Alimetrix, Inc. | LDT: Alimetrix SARS-CoV-2 RT-PCR Assay* | SARS-CoV-2 Result Interpretation | nasopharyngeal swab (258500001^Nasopharyngeal swab^SCT) oropharyngeal swab (258529004^Throat swab^SCT) anterior nasal swab (697989009^Anterior nares swab^SCT) mid-turbinate nasal swab (1293160008^Swab from middle region of inferior nasal meatus^SCT) nasopharyngeal washes/aspirates (258467004^Nasopharyngeal washings^SCT or 258411007^Nasopharyngeal aspirate^SCT) nasal aspirates (429931000124105^Nasal aspirate specimen^SCT) bronchoalveolar lavage (BALs) specimens (258607008^Bronchoalveolar lavage fluid sample^SCT) | SARS-CoV-2 Detected (Positive) (260373001^Detected^SCT) SARS-CoV-2 Not Detected (Negative) (260415000^Not Detected^SCT) Invalid Result (455371000124106^Invalid result^SCT or 125154007^Specimen unsatisfactory for evaluation^SCT) | 94500-6 | SARS-CoV-2 (COVID-19) RNA [Presence] in Respiratory specimen by NAA with probe detection | 94531-1 | SARS-CoV-2 (COVID-19) RNA panel - Respiratory specimen by NAA with probe detection | Testing is limited to Alimetrix, Inc. located at 800 Hudson Way, Suite 2200, Huntsville, AL 35806 |  |  | Alimetrix SARS-CoV-2 RT-PCR Assay_Alimetrix, Inc. | EUA | SensoSpot Microarray Scanner_Sensovation | MNI | SARS coronavirus 2 RNA | PrThr | Pt | Respiratory | Ord | Probe.amp.tar | 20220727 | 2.68
Alimetrix, Inc. | LDT: Alimetrix SARS-CoV-2 RT-PCR Assay* | SARS-CoV-2 Result Interpretation | nasopharyngeal swab (258500001^Nasopharyngeal swab^SCT) oropharyngeal swab (258529004^Throat swab^SCT) anterior nasal swab (697989009^Anterior nares swab^SCT) mid-turbinate nasal swab (1293160008^Swab from middle region of inferior nasal meatus^SCT) nasopharyngeal washes/aspirates (258467004^Nasopharyngeal washings^SCT or 258411007^Nasopharyngeal aspirate^SCT) nasal aspirates (429931000124105^Nasal aspirate specimen^SCT) bronchoalveolar lavage (BALs) specimens (258607008^Bronchoalveolar lavage fluid sample^SCT) | SARS-CoV-2 Detected (Positive) (260373001^Detected^SCT) SARS-CoV-2 Not Detected (Negative) (260415000^Not Detected^SCT) Invalid Result (455371000124106^Invalid result^SCT or 125154007^Specimen unsatisfactory for evaluation^SCT) | 94500-6 | SARS-CoV-2 (COVID-19) RNA [Presence] in Respiratory specimen by NAA with probe detection | 94531-1 | SARS-CoV-2 (COVID-19) RNA panel - Respiratory specimen by NAA with probe detection | Testing is limited to Alimetrix, Inc. located at 800 Hudson Way, Suite 2200, Huntsville, AL 35806 |  |  | Alimetrix SARS-CoV-2 RT-PCR Assay_Alimetrix, Inc. | EUA | ABI GeneAmp PCR System 9700_Thermo Fisher | MNI | SARS coronavirus 2 RNA | PrThr | Pt | Respiratory | Ord | Probe.amp.tar | 20220727 | 2.68
Alpha Genomix Laboratories | LDT: Alpha Genomix TaqPath SARS-CoV-2 Combo Assay* | SARS-CoV-2 Result Interpretation | nasopharyngeal swabs (258500001^Nasopharyngeal swab^SCT) oropharyngeal (throat) swabs (258529004^Throat swab^SCT) anterior nasal swabs (697989009^Anterior nares swab^SCT) mid-turbinate nasal swabs (1293160008^Swab from middle region of inferior nasal meatus^SCT) | Negative (260415000^Not detected^SCT) Positive (260373001^Detected^SCT) Inconclusive (419984006^Inconclusive^SCT) Invalid (455371000124106^Invalid result^SCT or 125154007^Specimen unsatisfactory for evaluation^SCT) | 94500-6 | SARS-CoV-2 (COVID-19) RNA [Presence] in Respiratory specimen by NAA with probe detection | 94531-1 | SARS-CoV-2 (COVID-19) RNA panel - Respiratory specimen by NAA with probe detection | Testing is limited to Alpha Genomix Laboratories located at 333 Research Ct, Peachtree Corners, GA 30092 |  |  | Alpha Genomix TaqPath SARS-CoV-2 Combo Assay_Alpha Genomix Laboratories | EUA | ABI QuantStudio 12K Flex_Thermo Fisher | MNI | SARS coronavirus 2 RNA | PrThr | Pt | Respiratory | Ord | Probe.amp.tar | 20200818 | 2.68
Alphadera Labs, LLC | LDT: ALPHADx SARS-COV-2 RT-PCR Test | SARS-CoV-2 Results | nasopharyngeal swab (258500001^Nasopharyngeal swab^SCT) mid-turbinate nasal swab (1293160008^Swab from middle region of inferior nasal meatus^SCT) | Detected (260373001^Detected^SCT) Presumptive positive (720735008^Presumptive positive^SCT) Negative (260415000^Not detected^SCT) Invalid (455371000124106^Invalid result^SCT or 125154007^Specimen unsatisfactory for evaluation^SCT) | 94500-6 | SARS-CoV-2 (COVID-19) RNA [Presence] in Respiratory specimen by NAA with probe detection | 94531-1 | SARS-CoV-2 (COVID-19) RNA panel - Respiratory specimen by NAA with probe detection | Testing is limited to Alphadera Labs, LLC, located at 15355 W. Vantage Pkwy., Suite 195, Houston, TX 77032 |  |  | ALPHADx SARS-COV-2 RT-PCR Test_Alphadera Labs, LLC | EUA | CFX96 Touch Real-Time PCR System_BioRad | MNI | SARS coronavirus 2 RNA | PrThr | Pt | Respiratory | Ord | Probe.amp.tar | 20230727 | 2.74
altona Diagnostics GmbH | RealStar SARS-CoV-2 RT-PCR Kits U.S.* | SARS-CoV-2 Result Interpretation | anterior nasal swabs (697989009^Anterior nares swab^SCT) mid-turbinate nasal swabs(1293160008^Swab from middle region of inferior nasal meatus^SCT) nasopharyngeal swabs (258500001^Nasopharyngeal swab^SCT) oropharyngeal swabs (258529004^Throat swab^SCT) nasal aspirate (429931000124105^Nasal aspirate specimen^SCT) nasal wash (433871000124101^Nasal washings^SCT) | Positive SARS-CoV-2 (260373001^Detected^SCT) SARS-CoV-2 presumptive positive (720735008^Presumptive positive^SCT) SARS-CoV-2 RNA Not Detected (260415000^Not detected^SCT) Invalid (455371000124106^Invalid result^SCT or 125154007^Specimen unsatisfactory for evaluation^SCT) - Test says to report if invalid 2x | 94500-6 | SARS coronavirus 2 RNA [Presence] in Respiratory specimen by NAA with probe detection | 94531-1 | SARS coronavirus 2 RNA panel - Respiratory specimen by NAA with probe detection |  |  |  | RealStar SARS-CoV02 RT-PCR Kits U.S._altona Diagnostics GmbH | EUA | CFX96 Touch Real-Time PCR System_BioRad | MNI | SARS coronavirus 2 RNA | PrThr | Pt | Respiratory | Ord | Probe.amp.tar | 20200826 | 2.68
altona Diagnostics GmbH | RealStar SARS-CoV-2 RT-PCR Kits U.S.* | SARS-CoV-2 Result Interpretation | anterior nasal swabs (697989009^Anterior nares swab^SCT) mid-turbinate nasal swabs(1293160008^Swab from middle region of inferior nasal meatus^SCT) nasopharyngeal swabs (258500001^Nasopharyngeal swab^SCT) oropharyngeal swabs (258529004^Throat swab^SCT) nasal aspirate (429931000124105^Nasal aspirate specimen^SCT) nasal wash (433871000124101^Nasal washings^SCT) | Positive SARS-CoV-2 (260373001^Detected^SCT) SARS-CoV-2 presumptive positive (720735008^Presumptive positive^SCT) SARS-CoV-2 RNA Not Detected (260415000^Not detected^SCT) Invalid (455371000124106^Invalid result^SCT or 125154007^Specimen unsatisfactory for evaluation^SCT) - Test says to report if invalid 2x | 94500-6 | SARS coronavirus 2 RNA [Presence] in Respiratory specimen by NAA with probe detection | 94531-1 | SARS coronavirus 2 RNA panel - Respiratory specimen by NAA with probe detection |  |  |  | RealStar SARS-CoV02 RT-PCR Kits U.S._altona Diagnostics GmbH | EUA | CFX96 Touch Deep Well Real-Time PCR_BioRad | MNI | SARS coronavirus 2 RNA | PrThr | Pt | Respiratory | Ord | Probe.amp.tar | 20200826 | 2.68
Altru Diagnostics, Inc. | LDT: Altru Dx SARS-CoV-2 RT-PCR assay* | SARS-CoV-2 Result Interpretation | nasal swab (445297001^Swab of internal nose^SCT) mid-turbinate swab (1293160008^Swab from middle region of inferior nasal meatus^SCT) nasopharyngeal swab (258500001^Nasopharyngeal swab^SCT) oropharyngeal swab (258529004^Throat swab^SCT) | SARS-CoV-2 Detected (260373001^Detected^SCT) SARS-CoV-2 Not Detected (260415000^Not detected^SCT) SARS-CoV-2 Inconclusive (419984006^Inconclusive^SCT) Invalid (455371000124106^Invalid result^SCT or 125154007^Specimen unsatisfactory for evaluation^SCT) | 94500-6 | SARS coronavirus 2 RNA [Presence] in Respiratory specimen by NAA with probe detection | 94531-1 | SARS coronavirus 2 RNA panel - Respiratory specimen by NAA with probe detection |  |  |  | Altru Dx SARS-CoV-2 RT-PCR assay_Altru Diagnostics, Inc. | EUA | ABI QuantStudio 12K Flex_Thermo Fisher | MNI | SARS coronavirus 2 RNA | PrThr | Pt | Respiratory | Ord | Probe.amp.tar | 20200512 | 2.68
Ambry Genetics Laboratory | LDT: Ambry COVID-19 RT-PCR Test* | SARS-CoV-2 Result | saliva specimens (258560004^Oral saliva sample^SCT) | INVALID (455371000124106^Invalid result^SCT or 125154007^Specimen unsatisfactory for evaluation^SCT) SARS-CoV-2 Not Detected (260415000^Not Detected^SCT) Positive SARSCoV-2 (260415000^Not Detected^SCT) | 94845-5 | SARS-CoV-2 (COVID-19) RNA [Presence] in Saliva (oral fluid) by NAA with probe detection | 95826-4 | SARS-CoV-2 (COVID-19) RNA panel - Saliva (oral fluid) by NAA with probe detection | Testing is limited to Ambry Genetics Laboratory located at 7 Argonaut, Aliso Viejo, CA 92656, which is certified under Clinical Laboratory Improvement Amendments of 1988 (CLIA), 42 U.S.C. §263a, and meets requirements to perform high complexity tests. |  |  | Ambry COVID-19 RT-PCR Test_Ambry Genetics Laboratory | EUA | 10190302000222 | DII | SARS coronavirus 2 RNA | PrThr | Pt | Saliva | Ord | Probe.amp.tar | 20210127 | 2.68
Ambry Genetics Laboratory | LDT: Ambry COVID-19 RT-PCR Test* | SARS-CoV-2 Result | saliva specimens (258560004^Oral saliva sample^SCT) | INVALID (455371000124106^Invalid result^SCT or 125154007^Specimen unsatisfactory for evaluation^SCT) SARS-CoV-2 Not Detected (260415000^Not Detected^SCT) Positive SARSCoV-2 (260415000^Not Detected^SCT) | 94845-5 | SARS-CoV-2 (COVID-19) RNA [Presence] in Saliva (oral fluid) by NAA with probe detection | 95826-4 | SARS-CoV-2 (COVID-19) RNA panel - Saliva (oral fluid) by NAA with probe detection | Testing is limited to Ambry Genetics Laboratory located at 7 Argonaut, Aliso Viejo, CA 92656, which is certified under Clinical Laboratory Improvement Amendments of 1988 (CLIA), 42 U.S.C. §263a, and meets requirements to perform high complexity tests. |  |  | Ambry COVID-19 RT-PCR Test_Ambry Genetics Laboratory | EUA | ABI 7500 FAST Real-Time PCR_Thermo Fisher | MNI | SARS coronavirus 2 RNA | PrThr | Pt | Saliva | Ord | Probe.amp.tar | 20210127 | 2.68
Ambry Genetics Laboratory | LDT: Ambry COVID-19 RT-PCR Test* | SARS-CoV-2 Result | saliva specimens (258560004^Oral saliva sample^SCT) | INVALID (455371000124106^Invalid result^SCT or 125154007^Specimen unsatisfactory for evaluation^SCT) SARS-CoV-2 Not Detected (260415000^Not Detected^SCT) Positive SARSCoV-2 (260415000^Not Detected^SCT) | 94845-5 | SARS-CoV-2 (COVID-19) RNA [Presence] in Saliva (oral fluid) by NAA with probe detection | 95826-4 | SARS-CoV-2 (COVID-19) RNA panel - Saliva (oral fluid) by NAA with probe detection | Testing is limited to Ambry Genetics Laboratory located at 7 Argonaut, Aliso Viejo, CA 92656, which is certified under Clinical Laboratory Improvement Amendments of 1988 (CLIA), 42 U.S.C. §263a, and meets requirements to perform high complexity tests. |  |  | Ambry COVID-19 RT-PCR Test_Ambry Genetics Laboratory | EUA | ABI 7500 Real-Time PCR_Thermo Fisher | MNI | SARS coronavirus 2 RNA | PrThr | Pt | Saliva | Ord | Probe.amp.tar | 20210127 | 2.68
Ambry Genetics Laboratory | LDT: Ambry COVID-19 RT-PCR Test* | SARS-CoV-2 Result | saliva specimens (258560004^Oral saliva sample^SCT) | INVALID (455371000124106^Invalid result^SCT or 125154007^Specimen unsatisfactory for evaluation^SCT) SARS-CoV-2 Not Detected (260415000^Not Detected^SCT) Positive SARSCoV-2 (260415000^Not Detected^SCT) | 94845-5 | SARS-CoV-2 (COVID-19) RNA [Presence] in Saliva (oral fluid) by NAA with probe detection | 95826-4 | SARS-CoV-2 (COVID-19) RNA panel - Saliva (oral fluid) by NAA with probe detection | Testing is limited to Ambry Genetics Laboratory located at 7 Argonaut, Aliso Viejo, CA 92656, which is certified under Clinical Laboratory Improvement Amendments of 1988 (CLIA), 42 U.S.C. §263a, and meets requirements to perform high complexity tests. |  |  | Ambry COVID-19 RT-PCR Test_Ambry Genetics Laboratory | EUA | 10190302015592 | DII | SARS coronavirus 2 RNA | PrThr | Pt | Saliva | Ord | Probe.amp.tar | 20210127 | 2.68
Ambry Genetics Laboratory | LDT: Ambry COVID-19 RT-PCR Test* | SARS-CoV-2 Result | saliva specimens (258560004^Oral saliva sample^SCT) | INVALID (455371000124106^Invalid result^SCT or 125154007^Specimen unsatisfactory for evaluation^SCT) SARS-CoV-2 Not Detected (260415000^Not Detected^SCT) Positive SARSCoV-2 (260415000^Not Detected^SCT) | 94845-5 | SARS-CoV-2 (COVID-19) RNA [Presence] in Saliva (oral fluid) by NAA with probe detection | 95826-4 | SARS-CoV-2 (COVID-19) RNA panel - Saliva (oral fluid) by NAA with probe detection | Testing is limited to Ambry Genetics Laboratory located at 7 Argonaut, Aliso Viejo, CA 92656, which is certified under Clinical Laboratory Improvement Amendments of 1988 (CLIA), 42 U.S.C. §263a, and meets requirements to perform high complexity tests. |  |  | Ambry COVID-19 RT-PCR Test_Ambry Genetics Laboratory | EUA | ABI QuantStudio 7 Flex_Thermo Fisher | MNI | SARS coronavirus 2 RNA | PrThr | Pt | Saliva | Ord | Probe.amp.tar | 20210127 | 2.68
ANP Technologies, Inc | NIDS COVID-19 Antigen Rapid Test Kit* | SARS-CoV-2 nucleocapsid protein antigen | mid-turbinate nasal swabs (1293160008^Swab from middle region of inferior nasal meatus^SCT) | Positive (260373001^Detected^SCT) Negative (260415000^Not Detected^SCT) Invalid (455371000124106^Invalid result^SCT or 125154007^Specimen unsatisfactory for evaluation^SCT) | 97097-0 | SARS-CoV-2 (COVID-19) Ag [Presence] in Upper respiratory specimen by Rapid immunoassay | 97097-0 | SARS-CoV-2 (COVID-19) Ag [Presence] in Upper respiratory specimen by Rapid immunoassay |  |  |  | NIDS COVID-19 Antigen Rapid Test Kit_ANP Technologies, Inc | EUA | No Equipment | NA | SARS coronavirus 2 Ag | PrThr | Pt | Respiratory.upper | Ord | IA.rapid | 20210929 | 2.70
ANP Technologies, Inc. | NIDS COVID-19 Antigen Home Test | SARS-CoV-2 nucleocapsid protein antigen | anterior nasal (nares) swab (697989009^Anterior nares swab^SCT) | Positive (260373001^Detected^SCT) Negative (260415000^Not Detected^SCT) Invalid (455371000124106^Invalid result^SCT or 125154007^Specimen unsatisfactory for evaluation^SCT) | 97097-0 | SARS-CoV-2 (COVID-19) Ag [Presence] in Upper respiratory specimen by Rapid immunoassay | 97097-0 | SARS-CoV-2 (COVID-19) Ag [Presence] in Upper respiratory specimen by Rapid immunoassay |  |  |  | NIDS COVID-19 Antigen Home Test_ANP Technologies, Inc. | EUA | No Equipment | NA | SARS coronavirus 2 Ag | PrThr | Pt | Respiratory.upper | Ord | IA.rapid | 20221130 | 2.70
Applied BioCode | BioCode SARS-CoV-2 Assay* | SARS-CoV-2 N gene | nasopharyngeal swabs (NPS) (258500001^Nasopharyngeal swab^SCT) oropharyngeal swabs (OPS) (258529004^Throat swab^SCT) combined naso- and oropharyngeal swabs (433801000124107^Nasopharyngeal and oropharyngeal swab^SCT) nasal swabs (445297001^Swab of internal nose^SCT) bronchoalveolar lavage (BAL) (258607008^Bronchoalveolar lavage fluid sample^SCT) | Positive (260373001^Detected^SCT) Negative (260415000^Not detected^SCT) Invalid/Repeat (455371000124106^Invalid result^SCT or 125154007^Specimen unsatisfactory for evaluation^SCT) | 94533-7 | SARS-CoV-2 (COVID19) N gene [Presence] in Respiratory specimen by NAA with probe detection | 94533-7 | SARS-CoV-2 (COVID19) N gene [Presence] in Respiratory specimen by NAA with probe detection |  |  |  | BioCode SARS-CoV-2 Assay_Applied BioCode, Inc. | EUA | BioCode MDx-3000_Applied BioCode | MNI | SARS coronavirus 2 N gene | PrThr | Pt | Respiratory | Ord | Probe.amp.tar | 20200826 | 2.68
Applied BioCode, Inc. | BioCode CoV-2 Flu Plus Assay* | SARS-CoV-2 | asopharyngeal swab (258500001^Nasopharyngeal swab^SCT) | Detected (260373001^Detected^SCT) Not detected (260415000^Not Detected^SCT) | 94759-8 | SARS-CoV-2 (COVID-19) RNA [Presence] in Nasopharynx by NAA with probe detection | 95941-1 | Influenza virus A and B and SARS-CoV-2 (COVID-19) and Respiratory syncytial virus RNA panel - Respiratory specimen by NAA with probe detection |  |  |  | BioCode CoV-2 Flu Plus Assay_Applied BioCode, Inc. | EUA | BioCode MDx-3000_Applied BioCode | MNI | SARS coronavirus 2 RNA | PrThr | Pt | Nph | Ord | Probe.amp.tar | 20220126 | 2.69
Applied BioCode, Inc. | BioCode CoV-2 Flu Plus Assay* | Influenza A | asopharyngeal swab (258500001^Nasopharyngeal swab^SCT) | Detected (260373001^Detected^SCT) Not detected (260415000^Not Detected^SCT) | 76078-5 | Influenza virus A RNA [Presence] in Nasopharynx by NAA with probe detection | 95941-1 | Influenza virus A and B and SARS-CoV-2 (COVID-19) and Respiratory syncytial virus RNA panel - Respiratory specimen by NAA with probe detection |  |  |  | BioCode CoV-2 Flu Plus Assay_Applied BioCode, Inc. | EUA | BioCode MDx-3000_Applied BioCode | MNI | Influenza virus A RNA | PrThr | Pt | Nph | Ord | Probe.amp.tar | 20220126 | 2.63
Applied BioCode, Inc. | BioCode CoV-2 Flu Plus Assay* | Influenza A H1 | asopharyngeal swab (258500001^Nasopharyngeal swab^SCT) | Detected (260373001^Detected^SCT) Not detected (260415000^Not Detected^SCT) | 77026-3 | Influenza virus A H1 RNA [Presence] in Nasopharynx by NAA with probe detection | 95941-1 | Influenza virus A and B and SARS-CoV-2 (COVID-19) and Respiratory syncytial virus RNA panel - Respiratory specimen by NAA with probe detection |  |  |  | BioCode CoV-2 Flu Plus Assay_Applied BioCode, Inc. | EUA | BioCode MDx-3000_Applied BioCode | MNI | Influenza virus A H1 RNA | PrThr | Pt | Nph | Ord | Probe.amp.tar | 20220126 | 2.63
Applied BioCode, Inc. | BioCode CoV-2 Flu Plus Assay* | Influenza A H1 2009pdm | asopharyngeal swab (258500001^Nasopharyngeal swab^SCT) | Detected (260373001^Detected^SCT) Not detected (260415000^Not Detected^SCT) | 77028-9 | Influenza virus A H1 2009 pandemic RNA [Presence] in Nasopharynx by NAA with probe detection | 95941-1 | Influenza virus A and B and SARS-CoV-2 (COVID-19) and Respiratory syncytial virus RNA panel - Respiratory specimen by NAA with probe detection |  |  |  | BioCode CoV-2 Flu Plus Assay_Applied BioCode, Inc. | EUA | BioCode MDx-3000_Applied BioCode | MNI | Influenza virus A H1 2009 pandemic RNA | PrThr | Pt | Nph | Ord | Probe.amp.tar | 20220126 | 2.63
Applied BioCode, Inc. | BioCode CoV-2 Flu Plus Assay* | Influenza A H3 | asopharyngeal swab (258500001^Nasopharyngeal swab^SCT) | Detected (260373001^Detected^SCT) Not detected (260415000^Not Detected^SCT) | 77027-1 | Influenza virus A H3 RNA [Presence] in Nasopharynx by NAA with probe detection | 95941-1 | Influenza virus A and B and SARS-CoV-2 (COVID-19) and Respiratory syncytial virus RNA panel - Respiratory specimen by NAA with probe detection |  |  |  | BioCode CoV-2 Flu Plus Assay_Applied BioCode, Inc. | EUA | BioCode MDx-3000_Applied BioCode | MNI | Influenza virus A H3 RNA | PrThr | Pt | Nph | Ord | Probe.amp.tar | 20220126 | 2.63
Applied BioCode, Inc. | BioCode CoV-2 Flu Plus Assay* | Influenza B | asopharyngeal swab (258500001^Nasopharyngeal swab^SCT) | Detected (260373001^Detected^SCT) Not detected (260415000^Not Detected^SCT) | 76080-1 | Influenza virus B RNA [Presence] in Nasopharynx by NAA with probe detection | 95941-1 | Influenza virus A and B and SARS-CoV-2 (COVID-19) and Respiratory syncytial virus RNA panel - Respiratory specimen by NAA with probe detection |  |  |  | BioCode CoV-2 Flu Plus Assay_Applied BioCode, Inc. | EUA | BioCode MDx-3000_Applied BioCode | MNI | Influenza virus B RNA | PrThr | Pt | Nph | Ord | Probe.amp.tar | 20220126 | 2.63
Applied BioCode, Inc. | BioCode CoV-2 Flu Plus Assay* | Respiratory Syncytial Virus | asopharyngeal swab (258500001^Nasopharyngeal swab^SCT) | Detected (260373001^Detected^SCT) Not detected (260415000^Not Detected^SCT) | 76089-2 | Respiratory syncytial virus RNA [Presence] in Nasopharynx by NAA with probe detection | 95941-1 | Influenza virus A and B and SARS-CoV-2 (COVID-19) and Respiratory syncytial virus RNA panel - Respiratory specimen by NAA with probe detection |  |  |  | BioCode CoV-2 Flu Plus Assay_Applied BioCode, Inc. | EUA | BioCode MDx-3000_Applied BioCode | MNI | Respiratory syncytial virus RNA | PrThr | Pt | Nph | Ord | Probe.amp.tar | 20220126 | 2.63
Applied DNA Sciences | Linea COVID-19 assay kit* | SARS-CoV-2 | Nasal swab (445297001^Swab of internal nose^SCT) mid-turbinate nasal swab (1293160008^Swab from middle region of inferior nasal meatus^SCT) nasopharyngeal swab (258500001^Nasopharyngeal swab^SCT) oropharyngeal swabs (258529004^Throat swab^SCT) nasopharyngeal wash (258467004^Nasopharyngeal washings^SCT) nasopharyngeal aspirate (258411007^Nasopharyngeal aspirate^SCT) nasal aspirate (429931000124105^Nasal aspirate specimen^SCT) | Positive(260373001^Detected^SCT) Negative (260415000^Not detected^SCT) | 94640-0 | SARS coronavirus 2 S gene [Presence] in Respiratory specimen by NAA with probe detection | 94531-1 | SARS coronavirus 2 RNA panel - Respiratory specimen by NAA with probe detection |  |  |  | Linea COVID-19 Assay Kit_Applied DNA Sciences, Inc. | EUA | 10190302015592 | DII | SARS coronavirus 2 S gene | PrThr | Pt | Respiratory | Ord | Probe.amp.tar | 20210519 | 2.68
Applied DNA Sciences | Linea COVID-19 assay kit* | SARS-CoV-2 | Nasal swab (445297001^Swab of internal nose^SCT) mid-turbinate nasal swab (1293160008^Swab from middle region of inferior nasal meatus^SCT) nasopharyngeal swab (258500001^Nasopharyngeal swab^SCT) oropharyngeal swabs (258529004^Throat swab^SCT) nasopharyngeal wash (258467004^Nasopharyngeal washings^SCT) nasopharyngeal aspirate (258411007^Nasopharyngeal aspirate^SCT) nasal aspirate (429931000124105^Nasal aspirate specimen^SCT) | Positive(260373001^Detected^SCT) Negative (260415000^Not detected^SCT) | 94640-0 | SARS coronavirus 2 S gene [Presence] in Respiratory specimen by NAA with probe detection | 94531-1 | SARS coronavirus 2 RNA panel - Respiratory specimen by NAA with probe detection |  |  |  | Linea COVID-19 Assay Kit_Applied DNA Sciences, Inc. | EUA | ABI QuantStudio 5 Dx_Thermo Fisher | MNI | SARS coronavirus 2 S gene | PrThr | Pt | Respiratory | Ord | Probe.amp.tar | 20210519 | 2.68
Applied DNA Sciences | Linea COVID-19 assay kit* | SARS-CoV-2 | Nasal swab (445297001^Swab of internal nose^SCT) mid-turbinate nasal swab (1293160008^Swab from middle region of inferior nasal meatus^SCT) nasopharyngeal swab (258500001^Nasopharyngeal swab^SCT) oropharyngeal swabs (258529004^Throat swab^SCT) nasopharyngeal wash (258467004^Nasopharyngeal washings^SCT) nasopharyngeal aspirate (258411007^Nasopharyngeal aspirate^SCT) nasal aspirate (429931000124105^Nasal aspirate specimen^SCT) | Positive(260373001^Detected^SCT) Negative (260415000^Not detected^SCT) | 94640-0 | SARS coronavirus 2 S gene [Presence] in Respiratory specimen by NAA with probe detection | 94531-1 | SARS coronavirus 2 RNA panel - Respiratory specimen by NAA with probe detection |  |  |  | Linea COVID-19 Assay Kit_Applied DNA Sciences, Inc. | EUA | 10190302000222 | DII | SARS coronavirus 2 S gene | PrThr | Pt | Respiratory | Ord | Probe.amp.tar | 20210519 | 2.68
Aptitude Medical Systems Inc. | Metrix COVID-19 Test* | SARS-CoV-2 viral RNA | saliva (258560004^Oral saliva sample^SCT) | COVID Negative (260415000^Not Detected^SCT) COVID Positive (260373001^Detected^SCT) Invalid (455371000124106^Invalid result^SCT or 125154007^Specimen unsatisfactory for evaluation^SCT) | 94845-5 | SARS-CoV-2 (COVID-19) RNA [Presence] in Saliva (oral fluid) by NAA with probe detection | 94845-5 | SARS-CoV-2 (COVID-19) RNA [Presence] in Saliva (oral fluid) by NAA with probe detection |  |  |  | Metrix COVID-19 Test_Aptitude Medical Systems Inc. | EUA | Metrix Reader_Aptitude | MNI | SARS coronavirus 2 RNA | PrThr | Pt | Saliva | Ord | Probe.amp.tar | 20221019 | 2.69
Aptitude Medical Systems Inc. | Metrix COVID-19 Test* | SARS-CoV-2 viral RNA | anterior nasal swabs (697989009^Anterior nares swab^SCT) | COVID Negative (260415000^Not Detected^SCT) COVID Positive (260373001^Detected^SCT) Invalid (455371000124106^Invalid result^SCT or 125154007^Specimen unsatisfactory for evaluation^SCT) | 95406-5 | SARS-CoV-2 (COVID-19) RNA [Presence] in Nose by NAA with probe detection | 95406-5 | SARS-CoV-2 (COVID-19) RNA [Presence] in Nose by NAA with probe detection |  |  |  | Metrix COVID-19 Test_Aptitude Medical Systems Inc. | EUA | Metrix Reader_Aptitude | MNI | SARS coronavirus 2 RNA | PrThr | Pt | Nose | Ord | Probe.amp.tar | 20221019 | 2.69
Aptitude Medical Systems Inc. | Metrix COVID/Flu Test | SARS-CoV-2 | anterior nasal (AN) swab (697989009^Anterior nares swab^SCT) | COVID-19 Positive (260373001^Detected^SCT) COVID-19 Negative (260415000^Not detected^SCT) Invalid Result (455371000124106^Invalid result^SCT) | 94500-6 | SARS-CoV-2 (COVID-19) RNA [Presence] in Respiratory system specimen by NAA with probe detection | 95422-2 | Influenza virus A and B and SARS-CoV-2 (COVID-19) RNA panel - Respiratory system specimen by NAA with probe detection |  |  |  | Metrix COVID/Flu Test_Aptitude Medical Systems Inc. | EUA | Metrix Reader_Aptitude | MNI | SARS coronavirus 2 RNA | PrThr | Pt | Respiratory System Specimen | Ord | Probe.amp.tar | 20250306 | 2.80
Aptitude Medical Systems Inc. | Metrix COVID/Flu Test | Flu A | anterior nasal (AN) swab (697989009^Anterior nares swab^SCT) | Flu A Positive (260373001^Detected^SCT) Flu A Negative (260415000^Not detected^SCT) Invalid Result (455371000124106^Invalid result^SCT) | 92142-9 | Influenza virus A RNA [Presence] in Respiratory system specimen by NAA with probe detection | 95422-2 | Influenza virus A and B and SARS-CoV-2 (COVID-19) RNA panel - Respiratory system specimen by NAA with probe detection |  |  |  | Metrix COVID/Flu Test_Aptitude Medical Systems Inc. | EUA | Metrix Reader_Aptitude | MNI | Influenza virus A RNA | PrThr | Pt | Respiratory System Specimen | Ord | Probe.amp.tar | 20250306 | 2.80
Aptitude Medical Systems Inc. | Metrix COVID/Flu Test | Flu B | anterior nasal (AN) swab (697989009^Anterior nares swab^SCT) | Flu B Positive (260373001^Detected^SCT) Flu B Negative (260415000^Not detected^SCT) Invalid Result (455371000124106^Invalid result^SCT) | 92141-1 | Influenza virus B RNA [Presence] in Respiratory system specimen by NAA with probe detection | 95422-2 | Influenza virus A and B and SARS-CoV-2 (COVID-19) RNA panel - Respiratory system specimen by NAA with probe detection |  |  |  | Metrix COVID/Flu Test_Aptitude Medical Systems Inc. | EUA | Metrix Reader_Aptitude | MNI | Influenza virus B RNA | PrThr | Pt | Respiratory System Specimen | Ord | Probe.amp.tar | 20250306 | 2.80
Aspirus Reference Laboratory | LDT: Aspirus SARS-CoV-2 rRT Assay* | SARS-CoV-2 Result Interpretation | Nasal swab (445297001^Swab of internal nose^SCT) Mid-turbinate nasal swabs(1293160008^Swab from middle region of inferior nasal meatus^SCT) nasopharyngeal swab (258500001^Nasopharyngeal swab^SCT) oropharyngeal swabs (258529004^Throat swab^SCT) BAL (258607008^Bronchoalveolar lavage fluid sample^SCT) | SARS-CoV-2 Detected (260373001^Detected^SCT) SARS-CoV-2 Not Detected (260415000^Not detected^SCT) Invalid (455371000124106^Invalid result^SCT) | 94533-7 | SARS coronavirus 2 N gene [Presence] in Respiratory specimen by NAA with probe detection | 94533-7 | SARS coronavirus 2 N gene [Presence] in Respiratory specimen by NAA with probe detection |  |  |  | Aspirus SARS-CoV rRT Assay_Aspirus Reference Laboratory | EUA | 00382904419165 | DII | SARS coronavirus 2 N gene | PrThr | Pt | Respiratory | Ord | Probe.amp.tar | 20200826 | 2.68
Assurance Scientific Laboratories | SARS-CoV-2 Panel* | SARS-CoV-2 N1 | Nasal swab (445297001^Swab of internal nose^SCT) nasopharyngeal swab (258500001^Nasopharyngeal swab^SCT) oropharyngeal swab (258529004^Throat swab^SCT) | Positive SARS-CoV-2(260373001^Detected^SCT) Not detected (260415000^Not detected^SCT) Invalid (455371000124106^Invalid result^SCT) | 94756-4 | SARS-CoV-2 (COVID-19) N gene [Presence] in Respiratory specimen by Nucleic acid amplification using CDC primer-probe set N1 | 94756-4 | SARS-CoV-2 (COVID-19) N gene [Presence] in Respiratory specimen by Nucleic acid amplification using CDC primer-probe set N1 | This test is also distributed by Binx Health under the brand name: binx/Assurance Covid-19 Collection Kit |  |  | Assurance SARS-CoV-2 Panel_Assurance Scientific Laboratories | EUA | CFX384 Real-Time PCR_BioRad | MNI | SARS coronavirus 2 N gene | PrThr | Pt | Respiratory | Ord | Probe.amp.tar.CDC primer-probe set N1 | 20210224 | 2.68
Assurance Scientific Laboratories | SARS-CoV-2 Panel* | SARS-CoV-2 N1 | Nasal swab (445297001^Swab of internal nose^SCT) nasopharyngeal swab (258500001^Nasopharyngeal swab^SCT) oropharyngeal swab (258529004^Throat swab^SCT) | Positive SARS-CoV-2(260373001^Detected^SCT) Not detected (260415000^Not detected^SCT) Invalid (455371000124106^Invalid result^SCT) | 94756-4 | SARS-CoV-2 (COVID-19) N gene [Presence] in Respiratory specimen by Nucleic acid amplification using CDC primer-probe set N1 | 94756-4 | SARS-CoV-2 (COVID-19) N gene [Presence] in Respiratory specimen by Nucleic acid amplification using CDC primer-probe set N1 | This test is also distributed by Binx Health under the brand name: binx/Assurance Covid-19 Collection Kit |  |  | Assurance SARS-CoV-2 Panel_Assurance Scientific Laboratories | EUA | CFX96 Real-Time PCR System_BioRad | MNI | SARS coronavirus 2 N gene | PrThr | Pt | Respiratory | Ord | Probe.amp.tar.CDC primer-probe set N1 | 20210224 | 2.68
Assurance Scientific Laboratories | Assurance SARS-CoV-2 Panel DTC* | SARS-CoV-2 N1 | anterior nasal swab (697989009^Anterior nares swab^SCT) | SARS-CoV-2 detected (260373001^Detected^SCT) 2019-nCoV not detected (260415000^Not Detected^SCT) Invalid Result (455371000124106^Invalid result^SCT or 125154007^Specimen unsatisfactory for evaluation^SCT) | 94756-4 | SARS-CoV-2 (COVID-19) N gene [Presence] in Respiratory specimen by Nucleic acid amplification using CDC primer-probe set N1 | 94756-4 | SARS-CoV-2 (COVID-19) N gene [Presence] in Respiratory specimen by Nucleic acid amplification using CDC primer-probe set N1 | This test is also distributed by Binx Health under the brand name: binx/Assurance Covid-19 Collection Kit |  |  | Assurance SARS-CoV-2 Panel DTC_Assurance Scientific Laboratories | EUA | CFX384 Real-Time PCR_BioRad | MNI | SARS coronavirus 2 N gene | PrThr | Pt | Respiratory | Ord | Probe.amp.tar.CDC primer-probe set N1 | 20210224 | 2.69
Assurance Scientific Laboratories | Assurance SARS-CoV-2 Panel DTC* | SARS-CoV-2 N1 | anterior nasal swab (697989009^Anterior nares swab^SCT) | SARS-CoV-2 detected (260373001^Detected^SCT) 2019-nCoV not detected (260415000^Not Detected^SCT) Invalid Result (455371000124106^Invalid result^SCT or 125154007^Specimen unsatisfactory for evaluation^SCT) | 94756-4 | SARS-CoV-2 (COVID-19) N gene [Presence] in Respiratory specimen by Nucleic acid amplification using CDC primer-probe set N1 | 94756-4 | SARS-CoV-2 (COVID-19) N gene [Presence] in Respiratory specimen by Nucleic acid amplification using CDC primer-probe set N1 | This test is also distributed by Binx Health under the brand name: binx/Assurance Covid-19 Collection Kit |  |  | Assurance SARS-CoV-2 Panel DTC_Assurance Scientific Laboratories | EUA | CFX96 Real-Time PCR System_BioRad | MNI | SARS coronavirus 2 N gene | PrThr | Pt | Respiratory | Ord | Probe.amp.tar.CDC primer-probe set N1 | 20210224 | 2.69
Assure Tech. (Hangzhou Co., Ltd) | Assure COVID-19 IgG/IgM Rapid Test Device* | SARS-CoV-2 IgG | venous whole blood (122555007^Venous blood specimen^SCT) fingerstick whole blood (122554006^Capillary blood specimen^SCT) serum (119364003^Serum specimen^SCT) plasma (119361006^Plasma specimen^SCT) | Positive (10828004^Positive^SCT) Negative (260385009^Negative^SCT) Invalid (455371000124106^Invalid result^SCT or 125154007^Specimen unsatisfactory for evaluation^SCT) | 94507-1 | SARS-CoV-2 (COVID-19) IgG Ab [Presence] in Serum, Plasma or Blood by Rapid immunoassay | 94503-0 | SARS-CoV-2 (COVID-19) Ab panel - Serum, Plasma or Blood by Rapid immunoassay | This test is also distributed under the brand name: • Ecotest COVID-19 IgG/IgM Rapid Test Device • Fastep COVID-19 IgG/IgM Rapid Test Device Expect to be reported together with the Rapid IA result for IgM. |  |  | Assure COVID-19 IgG/IgM Rapid Test Device_Assure Tech. (Hangzhou Co., Ltd) | EUA | No Equipment | NA | SARS coronavirus 2 Ab.IgG | PrThr | Pt | Ser/Plas/Bld | Ord | IA.rapid | 20201021 | 2.68
Assure Tech. (Hangzhou Co., Ltd) | Assure COVID-19 IgG/IgM Rapid Test Device* | SARS-CoV-2 IgM | venous whole blood (122555007^Venous blood specimen^SCT) fingerstick whole blood (122554006^Capillary blood specimen^SCT) serum (119364003^Serum specimen^SCT) plasma (119361006^Plasma specimen^SCT) | Positive (10828004^Positive^SCT) Negative (260385009^Negative^SCT) Invalid (455371000124106^Invalid result^SCT or 125154007^Specimen unsatisfactory for evaluation^SCT) | 94508-9 | SARS-CoV-2 (COVID-19) IgM Ab [Presence] in Serum, Plasma or Blood by Rapid immunoassay | 94503-0 | SARS-CoV-2 (COVID-19) Ab panel - Serum, Plasma or Blood by Rapid immunoassay | This test is also distributed under the brand name: • Ecotest COVID-19 IgG/IgM Rapid Test Device • Fastep COVID-19 IgG/IgM Rapid Test Device Expect to be reported together with the Rapid IA result for IgG. |  |  | Assure COVID-19 IgG/IgM Rapid Test Device_Assure Tech. (Hangzhou Co., Ltd) | EUA | No Equipment | NA | SARS coronavirus 2 Ab.IgM | PrThr | Pt | Ser/Plas/Bld | Ord | IA.rapid | 20201021 | 2.68
Atila BioSystems, Inc. | iAMP COVID-19 Detection Kit* | SARS-CoV-2 Result | nasal swabs (445297001^Swab of internal nose^SCT) nasopharyngeal (NP) swabs (258500001^Nasopharyngeal swab^SCT) oropharyngeal (OP) swabs (258529004^Throat swab^SCT) Nasopharyngeal swab AND oropharyngeal swab (433801000124107^Nasopharyngeal and oropharyngeal swab^SCT) | SARS-CoV-2 not detected (260415000^Not Detected^SCT) SARS-CoV-2 positive (260373001^Detected^SCT) Invalid; retest specimen (455371000124106^Invalid result^SCT or 125154007^Specimen unsatisfactory for evaluation^SCT | 94500-6 | SARS coronavirus 2 RNA [Presence] in Respiratory specimen by NAA with probe detection | 94500-6 | SARS coronavirus 2 RNA [Presence] in Respiratory specimen by NAA with probe detection |  |  | iAMP-COVID19-100 | iAMP COVID-19 Detection Kit_Atila BioSystems, Inc. | EUA | CFX96 Real-Time PCR System_BioRad | MNI | SARS coronavirus 2 RNA | PrThr | Pt | Respiratory | Ord | Probe.amp.tar | 20220727 | 2.68
Atila BioSystems, Inc. | iAMP COVID-19 Detection Kit* | SARS-CoV-2 Result | nasal swabs (445297001^Swab of internal nose^SCT) nasopharyngeal (NP) swabs (258500001^Nasopharyngeal swab^SCT) oropharyngeal (OP) swabs (258529004^Throat swab^SCT) Nasopharyngeal swab AND oropharyngeal swab (433801000124107^Nasopharyngeal and oropharyngeal swab^SCT) | SARS-CoV-2 not detected (260415000^Not Detected^SCT) SARS-CoV-2 positive (260373001^Detected^SCT) Invalid; retest specimen (455371000124106^Invalid result^SCT or 125154007^Specimen unsatisfactory for evaluation^SCT | 94500-6 | SARS coronavirus 2 RNA [Presence] in Respiratory specimen by NAA with probe detection | 94500-6 | SARS coronavirus 2 RNA [Presence] in Respiratory specimen by NAA with probe detection |  |  | iAMP-COVID19-100 | iAMP COVID-19 Detection Kit_Atila BioSystems, Inc. | EUA | PowerGene 9600 Plus Real-time PCR_Atila | MNI | SARS coronavirus 2 RNA | PrThr | Pt | Respiratory | Ord | Probe.amp.tar | 20220727 | 2.68
Atila BioSystems, Inc. | iAMP COVID-19 Detection Kit* | SARS-CoV-2 Result | nasal swabs (445297001^Swab of internal nose^SCT) nasopharyngeal (NP) swabs (258500001^Nasopharyngeal swab^SCT) oropharyngeal (OP) swabs (258529004^Throat swab^SCT) Nasopharyngeal swab AND oropharyngeal swab (433801000124107^Nasopharyngeal and oropharyngeal swab^SCT) | SARS-CoV-2 not detected (260415000^Not Detected^SCT) SARS-CoV-2 positive (260373001^Detected^SCT) Invalid; retest specimen (455371000124106^Invalid result^SCT or 125154007^Specimen unsatisfactory for evaluation^SCT | 94500-6 | SARS coronavirus 2 RNA [Presence] in Respiratory specimen by NAA with probe detection | 94500-6 | SARS coronavirus 2 RNA [Presence] in Respiratory specimen by NAA with probe detection |  |  | iAMP-COVID19-100 | iAMP COVID-19 Detection Kit_Atila BioSystems, Inc. | EUA | ABI 7500 Real-Time PCR_Thermo Fisher | MNI | SARS coronavirus 2 RNA | PrThr | Pt | Respiratory | Ord | Probe.amp.tar | 20220727 | 2.68
Atila BioSystems, Inc. | iAMP COVID-19 Detection Kit* | SARS-CoV-2 Result | nasal swabs (445297001^Swab of internal nose^SCT) nasopharyngeal (NP) swabs (258500001^Nasopharyngeal swab^SCT) oropharyngeal (OP) swabs (258529004^Throat swab^SCT) Nasopharyngeal swab AND oropharyngeal swab (433801000124107^Nasopharyngeal and oropharyngeal swab^SCT) | SARS-CoV-2 not detected (260415000^Not Detected^SCT) SARS-CoV-2 positive (260373001^Detected^SCT) Invalid; retest specimen (455371000124106^Invalid result^SCT or 125154007^Specimen unsatisfactory for evaluation^SCT | 94500-6 | SARS coronavirus 2 RNA [Presence] in Respiratory specimen by NAA with probe detection | 94500-6 | SARS coronavirus 2 RNA [Presence] in Respiratory specimen by NAA with probe detection |  |  | iAMP-COVID19-100 | iAMP COVID-19 Detection Kit_Atila BioSystems, Inc. | EUA | LightCycler 480 Instrument II_Roche | MNI | SARS coronavirus 2 RNA | PrThr | Pt | Respiratory | Ord | Probe.amp.tar | 20220727 | 2.68
Avellino Lab | AvellinoCoV2 test* | SARS-CoV-2 Report | Nasopharyngeal swab (258500001^Nasopharyngeal swab^SCT) oropharyngeal swab (258529004^Throat swab^SCT) combined (433801000124107^Nasopharyngeal and oropharyngeal swab^SCT) | SARS-CoV-2 Positive (260373001^Detected^SCT) SARS-CoV-2 Negative (260415000^Not detected^SCT) SARS-CoV-2 presumptive positive (720735008^Presumptive positive^SCT) Invalid (455371000124106^Invalid result^SCT or 125154007^Specimen unsatisfactory for evaluation^SCT) | 94533-7 | SARS coronavirus 2 N gene [Presence] in Respiratory specimen by NAA with probe detection | 94531-1 | SARS coronavirus 2 RNA panel - Respiratory specimen by NAA with probe detection |  |  |  | AvellinoCoV2 test_Avellino Lab USA, Inc. | EUA | ABI 7500 FAST Real-Time PCR_Thermo Fisher | MNI | SARS coronavirus 2 N gene | PrThr | Pt | Respiratory | Ord | Probe.amp.tar | 20200512 | 2.68
Avera Institute for Human Genetics | LDT: Avera Institute for Human Genetics SARS-CoV-2 Assay* | SARS-CoV-2 RNA | Nasal swab (445297001^Swab of internal nose^SCT) nasopharyngeal swab (258500001^Nasopharyngeal swab^SCT) oropharyngeal swabs (258529004^Throat swab^SCT) BAL (258607008^Bronchoalveolar lavage fluid sample^SCT) | Positive(260373001^Detected^SCT) Not detected (260415000^Not detected^SCT) Inconclusive (419984006^Inconclusive^SCT) Invalid (455371000124106^Invalid result^SCT) | 94533-7 | SARS coronavirus 2 N gene [Presence] in Respiratory specimen by NAA with probe detection | 94533-7 | SARS coronavirus 2 N gene [Presence] in Respiratory specimen by NAA with probe detection |  |  |  | Avera Institute for Human Genetics SARS-CoV-2 Assay_Avera Institute for Human Genetics | EUA | ABI QuantStudio 7 Flex_Thermo Fisher | MNI | SARS coronavirus 2 N gene | PrThr | Pt | Respiratory | Ord | Probe.amp.tar | 20220727 | 2.68
Avera Institute for Human Genetics | LDT: Avera Institute for Human Genetics SARS-CoV-2 Assay* | SARS-CoV-2 RNA | Nasal swab (445297001^Swab of internal nose^SCT) nasopharyngeal swab (258500001^Nasopharyngeal swab^SCT) oropharyngeal swabs (258529004^Throat swab^SCT) BAL (258607008^Bronchoalveolar lavage fluid sample^SCT) | Positive(260373001^Detected^SCT) Not detected (260415000^Not detected^SCT) Inconclusive (419984006^Inconclusive^SCT) Invalid (455371000124106^Invalid result^SCT) | 94533-7 | SARS coronavirus 2 N gene [Presence] in Respiratory specimen by NAA with probe detection | 94533-7 | SARS coronavirus 2 N gene [Presence] in Respiratory specimen by NAA with probe detection |  |  |  | Avera Institute for Human Genetics SARS-CoV-2 Assay_Avera Institute for Human Genetics | EUA | ABI ViiA 7 PCR System_Thermo Fisher | MNI | SARS coronavirus 2 N gene | PrThr | Pt | Respiratory | Ord | Probe.amp.tar | 20220727 | 2.68
Azure Biotech Inc. | Azure FaStep COVID-19 Antigen Pen Home Test | SARS-CoV-2 nucleocapsid protein antigen | anterior nasal swabs (697989009^Anterior nares swab^SCT) | Positive (260373001^Detected^SCT) Negative (260415000^Not detected^SCT) Invalid (455371000124106^Invalid result^SCT or 125154007^Specimen unsatisfactory for evaluation^SCT) | 97097-0 | SARS-CoV-2 (COVID-19) Ag [Presence] in Upper respiratory specimen by Rapid immunoassay | 97097-0 | SARS-CoV-2 (COVID-19) Ag [Presence] in Upper respiratory specimen by Rapid immunoassay |  |  |  | Azure FaStep COVID-19 Antigen Pen Home Test_Azure Biotech, Inc. | EUA | No Equipment | (NA) | SARS coronavirus 2 Ag | PrThr | Pt | Respiratory.upper | Ord | IA.rapid | 20230419 | 2.70
Azure Biotech Inc. | Fastep COVID-19 Antigen Home Test | SARS-CoV-2 nucleocapsid protein antigen | anterior nasal swabs (697989009^Anterior nares swab^SCT) | Positive (260373001^Detected^SCT) Negative (260415000^Not Detected^SCT) Invalid (455371000124106^Invalid result^SCT or 125154007^Specimen unsatisfactory for evaluation^SCT) | 97097-0 | SARS-CoV-2 (COVID-19) Ag [Presence] in Upper respiratory specimen by Rapid immunoassay | 97097-0 | SARS-CoV-2 (COVID-19) Ag [Presence] in Upper respiratory specimen by Rapid immunoassay |  |  |  | Fastep COVID-19 Antigen Home Test_Azure Biotech Inc. | EUA | No Equipment | NA | SARS coronavirus 2 Ag | PrThr | Pt | Respiratory.upper | Ord | IA.rapid | 20221207 | 2.70
Babson Diagnostics | LDT: Babson Diagnostics aC19G1 | IgG antibodies to SARS-CoV-2 | serum (119364003^Serum specimen^SCT) plasma (119361006^Plasma specimen^SCT) | Nonreactive or Negative (260385009^Negative^SCT) Reactive or Positive (10828004^Positive^SCT) | 94563-4 | SARS-CoV-2 (COVID-19) IgG Ab [Presence] in Serum or Plasma by Immunoassay | 94563-4 | SARS-CoV-2 (COVID-19) IgG Ab [Presence] in Serum or Plasma by Immunoassay | Testing is limited to Babson Diagnostics, Inc. |  |  | Babson Diagnostics aC19G1_Babson Diagnostics, Inc. | EUA | Atellica IM Analyzer_Siemens | MNI | SARS coronavirus 2 Ab.IgG | PrThr | Pt | Ser/Plas | Ord | IA | 20200925 | 2.68
Baptist Hospital - Miami Pathology/Laboratory Medicine Lab | LDT: COVID-19 RT-PCR Test* | SARS-CoV-2 Result Interpretation | nasopharyngeal swab (258500001^Nasopharyngeal swab^SCT) oropharyngeal swab (258529004^Throat swab^SCT) | Detected(260373001^Detected^SCT) Not detected (260415000^Not detected^SCT) Inconclusive (419984006^Inconclusive^SCT) Invalid (455371000124106^Invalid result^SCT or 125154007^Specimen unsatisfactory for evaluation^SCT) | 94757-2 | SARS coronavirus 2 N gene [Presence] in Respiratory specimen by Nucleic acid amplification using CDC primer-probe set N2 | 94757-2 | SARS coronavirus 2 N gene [Presence] in Respiratory specimen by Nucleic acid amplification using CDC primer-probe set N2 |  |  |  | COVID-19 RT-PCR Test_Pathology/Laboratory Medicine Lab of Baptist Hospital Miami | EUA | ABI QuantStudio 7 Flex_Thermo Fisher | MNI | SARS coronavirus 2 N gene | PrThr | Pt | Respiratory | Ord | Probe.amp.tar.CDC primer-probe set N2 | 20200519 | 2.68
BayCare Laboratories, LLC | LDT: BayCare SARS-CoV-2 RT PCR Assay* | SARS-CoV-2 Result Interpretation | nasopharyngeal swab (258500001^Nasopharyngeal swab^SCT) | Result for SARS-CoV-2 RNA is Detected (260373001^Detected^SCT) Result for SARS-CoV-2 RNA is Presumptive Positive (720735008^Presumptive positive^SCT) Result for SARS-CoV-2 RNA is Not Detected (260415000^Not Detected^SCT) Presumptive Negative (895231008^Not Detected in Pooled Specimen^SCT) Sample should be retested. If the result is still invalid, a new specimen should be obtained (455371000124106^Invalid result^SCT or 125154007^Specimen unsatisfactory for evaluation^SCT) | 94500-6 | SARS coronavirus 2 RNA [Presence] in Respiratory specimen by NAA with probe detection | 94531-1 | SARS Coronavirus 2 RNA panel - Respiratory specimen by NAA with probe detection | Testing is limited to BayCare Laboratories, LLC located at 5455 West Waters Ave. Suite 208, Tampa, FL 33634 |  |  | BayCare SARS-CoV-2 RT PCR Assay_BayCare Laboratories, LLC | EUA | cobas 8800 System_Roche | MNI | SARS coronavirus 2 RNA | PrThr | Pt | Respiratory | Ord | Probe.amp.tar | 20220727 | 2.68
BayCare Laboratories, LLC | LDT: BayCare SARS-CoV-2 RT PCR Assay* | SARS-CoV-2 Result Interpretation | nasopharyngeal swab (258500001^Nasopharyngeal swab^SCT) | Result for SARS-CoV-2 RNA is Detected (260373001^Detected^SCT) Result for SARS-CoV-2 RNA is Presumptive Positive (720735008^Presumptive positive^SCT) Result for SARS-CoV-2 RNA is Not Detected (260415000^Not Detected^SCT) Presumptive Negative (895231008^Not Detected in Pooled Specimen^SCT) Sample should be retested. If the result is still invalid, a new specimen should be obtained (455371000124106^Invalid result^SCT or 125154007^Specimen unsatisfactory for evaluation^SCT) | 94500-6 | SARS coronavirus 2 RNA [Presence] in Respiratory specimen by NAA with probe detection | 94531-1 | SARS Coronavirus 2 RNA panel - Respiratory specimen by NAA with probe detection | Testing is limited to BayCare Laboratories, LLC located at 5455 West Waters Ave. Suite 208, Tampa, FL 33634 |  |  | BayCare SARS-CoV-2 RT PCR Assay_BayCare Laboratories, LLC | EUA | cobas 6800 System_Roche | MNI | SARS coronavirus 2 RNA | PrThr | Pt | Respiratory | Ord | Probe.amp.tar | 20220727 | 2.68
Beckman Coulter, Inc. | Access SARS-CoV-2 IgG* | IgG antibodies to SARS-CoV-2 | serum (119364003^Serum specimen^SCT) plasma (119361006^Plasma specimen^SCT) | Non-Reactive (260385009^Negative^SCT) Equivocal (42425007^Equivocal^SCT) Reactive (10828004^Positive^SCT) | 94563-4 | SARS-CoV-2 (COVID-19) IgG Ab [Presence] in Serum or Plasma by Immunoassay | 94563-4 | SARS-CoV-2 (COVID-19) IgG Ab [Presence] in Serum or Plasma by Immunoassay |  |  |  | Access SARS-CoV-2 IgG_Beckman Coulter, Inc. | EUA | a luminometer_NA | MNI | SARS coronavirus 2 Ab.IgG | PrThr | Pt | Ser/Plas | Ord | IA | 20200707 | 2.68
Beckman Coulter, Inc. | Access SARS-CoV-2 IgM* | SARS-CoV-2 IgM Interpretation | serum (119364003^Serum specimen^SCT) plasma (119361006^Plasma specimen^SCT) | Non-Reactive (260385009^Negative^SCT) Reactive (10828004^Positive^SCT) | 94564-2 | SARS-CoV-2 (COVID-19) IgM Ab [Presence] in Serum or Plasma by Immunoassay | 94564-2 | SARS-CoV-2 (COVID-19) IgM Ab [Presence] in Serum or Plasma by Immunoassay |  |  |  | Access SARS-CoV-2 IgM_Beckman Coulter, Inc. | EUA | Access Immunoassay System_BeckmanCoulter | MNI | SARS coronavirus 2 Ab.IgM | PrThr | Pt | Ser/Plas | Ord | IA | 20220727 | 2.68
Beckman Coulter, Inc. | Access SARS-CoV-2 IgM* | SARS-CoV-2 IgM Interpretation | serum (119364003^Serum specimen^SCT) plasma (119361006^Plasma specimen^SCT) | Non-Reactive (260385009^Negative^SCT) Reactive (10828004^Positive^SCT) | 94564-2 | SARS-CoV-2 (COVID-19) IgM Ab [Presence] in Serum or Plasma by Immunoassay | 94564-2 | SARS-CoV-2 (COVID-19) IgM Ab [Presence] in Serum or Plasma by Immunoassay |  |  |  | Access SARS-CoV-2 IgM_Beckman Coulter, Inc. | EUA | Access 2 Immunoassay System_BeckmanCoulter | MNI | SARS coronavirus 2 Ab.IgM | PrThr | Pt | Ser/Plas | Ord | IA | 20220727 | 2.68
Beckman Coulter, Inc. | Access SARS-CoV-2 IgG II* | SARS-CoV-2 IgG | plasma (119361006^Plasma specimen^SCT) | AU/mL | 94505-5 | SARS-CoV-2 (COVID-19) IgG Ab [Units/volume] in Serum or Plasma by Immunoassay | 94505-5 | SARS-CoV-2 (COVID-19) IgG Ab [Units/volume] in Serum or Plasma by Immunoassay |  |  |  | Access SARS-CoV-2 IgG II_Beckman Coulter, Inc. | EUA | Access 2 Immunoassay System_BeckmanCoulter | MNI | SARS coronavirus 2 Ab.IgG | ACnc | Pt | Ser/Plas | Qn | IA | 20210324 | 2.69
Beckman Coulter, Inc. | Access SARS-CoV-2 IgG II* | SARS-CoV-2 IgG | plasma (119361006^Plasma specimen^SCT) | Non-Reactive (260385009^Negative^SCT) Reactive (10828004^Positive^SCT) | 94563-4 | SARS-CoV-2 (COVID-19) IgG Ab [Presence] in Serum or Plasma by Immunoassay | 94505-5 | SARS-CoV-2 (COVID-19) IgG Ab [Units/volume] in Serum or Plasma by Immunoassay |  |  |  | Access SARS-CoV-2 IgG II_Beckman Coulter, Inc. | EUA | Access 2 Immunoassay System_BeckmanCoulter | MNI | SARS coronavirus 2 Ab.IgG | PrThr | Pt | Ser/Plas | Ord | IA | 20210324 | 2.69
Beckman Coulter, Inc. | Access SARS-CoV-2 IgG II* | SARS-CoV-2 IgG | plasma (119361006^Plasma specimen^SCT) | AU/mL | 94505-5 | SARS-CoV-2 (COVID-19) IgG Ab [Units/volume] in Serum or Plasma by Immunoassay | 94505-5 | SARS-CoV-2 (COVID-19) IgG Ab [Units/volume] in Serum or Plasma by Immunoassay |  |  |  | Access SARS-CoV-2 IgG II_Beckman Coulter, Inc. | EUA | UniCel DxI 600 Access System_BeckmanCoulter | MNI | SARS coronavirus 2 Ab.IgG | ACnc | Pt | Ser/Plas | Qn | IA | 20210324 | 2.69
Beckman Coulter, Inc. | Access SARS-CoV-2 IgG II* | SARS-CoV-2 IgG | plasma (119361006^Plasma specimen^SCT) | Non-Reactive (260385009^Negative^SCT) Reactive (10828004^Positive^SCT) | 94563-4 | SARS-CoV-2 (COVID-19) IgG Ab [Presence] in Serum or Plasma by Immunoassay | 94505-5 | SARS-CoV-2 (COVID-19) IgG Ab [Units/volume] in Serum or Plasma by Immunoassay |  |  |  | Access SARS-CoV-2 IgG II_Beckman Coulter, Inc. | EUA | UniCel DxI 600 Access System_BeckmanCoulter | MNI | SARS coronavirus 2 Ab.IgG | PrThr | Pt | Ser/Plas | Ord | IA | 20210324 | 2.69
Beckman Coulter, Inc. | Access SARS-CoV-2 IgG II* | SARS-CoV-2 IgG | plasma (119361006^Plasma specimen^SCT) | AU/mL | 94505-5 | SARS-CoV-2 (COVID-19) IgG Ab [Units/volume] in Serum or Plasma by Immunoassay | 94505-5 | SARS-CoV-2 (COVID-19) IgG Ab [Units/volume] in Serum or Plasma by Immunoassay |  |  |  | Access SARS-CoV-2 IgG II_Beckman Coulter, Inc. | EUA | UniCel DxI 800 Access System_BeckmanCoulter | MNI | SARS coronavirus 2 Ab.IgG | ACnc | Pt | Ser/Plas | Qn | IA | 20210324 | 2.69
Beckman Coulter, Inc. | Access SARS-CoV-2 IgG II* | SARS-CoV-2 IgG | plasma (119361006^Plasma specimen^SCT) | Non-Reactive (260385009^Negative^SCT) Reactive (10828004^Positive^SCT) | 94563-4 | SARS-CoV-2 (COVID-19) IgG Ab [Presence] in Serum or Plasma by Immunoassay | 94505-5 | SARS-CoV-2 (COVID-19) IgG Ab [Units/volume] in Serum or Plasma by Immunoassay |  |  |  | Access SARS-CoV-2 IgG II_Beckman Coulter, Inc. | EUA | UniCel DxI 800 Access System_BeckmanCoulter | MNI | SARS coronavirus 2 Ab.IgG | PrThr | Pt | Ser/Plas | Ord | IA | 20210324 | 2.69
Beckman Coulter, Inc. | Access SARS-CoV-2 IgG II* | SARS-CoV-2 IgG | plasma (119361006^Plasma specimen^SCT) | AU/mL | 94505-5 | SARS-CoV-2 (COVID-19) IgG Ab [Units/volume] in Serum or Plasma by Immunoassay | 94505-5 | SARS-CoV-2 (COVID-19) IgG Ab [Units/volume] in Serum or Plasma by Immunoassay |  |  |  | Access SARS-CoV-2 IgG II_Beckman Coulter, Inc. | EUA | UniCel DxC 600i Synchron Access_BeckmanCoulter | MNI | SARS coronavirus 2 Ab.IgG | ACnc | Pt | Ser/Plas | Qn | IA | 20210324 | 2.69
Beckman Coulter, Inc. | Access SARS-CoV-2 IgG II* | SARS-CoV-2 IgG | plasma (119361006^Plasma specimen^SCT) | Non-Reactive (260385009^Negative^SCT) Reactive (10828004^Positive^SCT) | 94563-4 | SARS-CoV-2 (COVID-19) IgG Ab [Presence] in Serum or Plasma by Immunoassay | 94505-5 | SARS-CoV-2 (COVID-19) IgG Ab [Units/volume] in Serum or Plasma by Immunoassay |  |  |  | Access SARS-CoV-2 IgG II_Beckman Coulter, Inc. | EUA | UniCel DxC 600i Synchron Access_BeckmanCoulter | MNI | SARS coronavirus 2 Ab.IgG | PrThr | Pt | Ser/Plas | Ord | IA | 20210324 | 2.69
Beckman Coulter, Inc. | Access SARS-CoV-2 IgG II* | SARS-CoV-2 IgG | plasma (119361006^Plasma specimen^SCT) | AU/mL | 94505-5 | SARS-CoV-2 (COVID-19) IgG Ab [Units/volume] in Serum or Plasma by Immunoassay | 94505-5 | SARS-CoV-2 (COVID-19) IgG Ab [Units/volume] in Serum or Plasma by Immunoassay |  |  |  | Access SARS-CoV-2 IgG II_Beckman Coulter, Inc. | EUA | UniCel DxC 660i Synchron Access_BeckmanCoulter | MNI | SARS coronavirus 2 Ab.IgG | ACnc | Pt | Ser/Plas | Qn | IA | 20210324 | 2.69
Beckman Coulter, Inc. | Access SARS-CoV-2 IgG II* | SARS-CoV-2 IgG | plasma (119361006^Plasma specimen^SCT) | Non-Reactive (260385009^Negative^SCT) Reactive (10828004^Positive^SCT) | 94563-4 | SARS-CoV-2 (COVID-19) IgG Ab [Presence] in Serum or Plasma by Immunoassay | 94505-5 | SARS-CoV-2 (COVID-19) IgG Ab [Units/volume] in Serum or Plasma by Immunoassay |  |  |  | Access SARS-CoV-2 IgG II_Beckman Coulter, Inc. | EUA | UniCel DxC 660i Synchron Access_BeckmanCoulter | MNI | SARS coronavirus 2 Ab.IgG | PrThr | Pt | Ser/Plas | Ord | IA | 20210324 | 2.69
Beckman Coulter, Inc. | Access SARS-CoV-2 IgG II* | SARS-CoV-2 IgG | plasma (119361006^Plasma specimen^SCT) | AU/mL | 94505-5 | SARS-CoV-2 (COVID-19) IgG Ab [Units/volume] in Serum or Plasma by Immunoassay | 94505-5 | SARS-CoV-2 (COVID-19) IgG Ab [Units/volume] in Serum or Plasma by Immunoassay |  |  |  | Access SARS-CoV-2 IgG II_Beckman Coulter, Inc. | EUA | UniCel DxC 680i Synchron Access_BeckmanCoulter | MNI | SARS coronavirus 2 Ab.IgG | ACnc | Pt | Ser/Plas | Qn | IA | 20210324 | 2.69
Beckman Coulter, Inc. | Access SARS-CoV-2 IgG II* | SARS-CoV-2 IgG | plasma (119361006^Plasma specimen^SCT) | Non-Reactive (260385009^Negative^SCT) Reactive (10828004^Positive^SCT) | 94563-4 | SARS-CoV-2 (COVID-19) IgG Ab [Presence] in Serum or Plasma by Immunoassay | 94505-5 | SARS-CoV-2 (COVID-19) IgG Ab [Units/volume] in Serum or Plasma by Immunoassay |  |  |  | Access SARS-CoV-2 IgG II_Beckman Coulter, Inc. | EUA | UniCel DxC 680i Synchron Access_BeckmanCoulter | MNI | SARS coronavirus 2 Ab.IgG | PrThr | Pt | Ser/Plas | Ord | IA | 20210324 | 2.69
Beckman Coulter, Inc. | Access SARS-CoV-2 IgG II* | SARS-CoV-2 IgG | plasma (119361006^Plasma specimen^SCT) | AU/mL | 94505-5 | SARS-CoV-2 (COVID-19) IgG Ab [Units/volume] in Serum or Plasma by Immunoassay | 94505-5 | SARS-CoV-2 (COVID-19) IgG Ab [Units/volume] in Serum or Plasma by Immunoassay |  |  |  | Access SARS-CoV-2 IgG II_Beckman Coulter, Inc. | EUA | UniCel DxC 860i Synchron Access_BeckmanCoulter | MNI | SARS coronavirus 2 Ab.IgG | ACnc | Pt | Ser/Plas | Qn | IA | 20210324 | 2.69
Beckman Coulter, Inc. | Access SARS-CoV-2 IgG II* | SARS-CoV-2 IgG | plasma (119361006^Plasma specimen^SCT) | Non-Reactive (260385009^Negative^SCT) Reactive (10828004^Positive^SCT) | 94563-4 | SARS-CoV-2 (COVID-19) IgG Ab [Presence] in Serum or Plasma by Immunoassay | 94505-5 | SARS-CoV-2 (COVID-19) IgG Ab [Units/volume] in Serum or Plasma by Immunoassay |  |  |  | Access SARS-CoV-2 IgG II_Beckman Coulter, Inc. | EUA | UniCel DxC 860i Synchron Access_BeckmanCoulter | MNI | SARS coronavirus 2 Ab.IgG | PrThr | Pt | Ser/Plas | Ord | IA | 20210324 | 2.69
Beckman Coulter, Inc. | Access SARS-CoV-2 IgG II* | SARS-CoV-2 IgG | plasma (119361006^Plasma specimen^SCT) | AU/mL | 94505-5 | SARS-CoV-2 (COVID-19) IgG Ab [Units/volume] in Serum or Plasma by Immunoassay | 94505-5 | SARS-CoV-2 (COVID-19) IgG Ab [Units/volume] in Serum or Plasma by Immunoassay |  |  |  | Access SARS-CoV-2 IgG II_Beckman Coulter, Inc. | EUA | UniCel DxC 880i Synchron Access_BeckmanCoulter | MNI | SARS coronavirus 2 Ab.IgG | ACnc | Pt | Ser/Plas | Qn | IA | 20210324 | 2.69
Beckman Coulter, Inc. | Access SARS-CoV-2 IgG II* | SARS-CoV-2 IgG | plasma (119361006^Plasma specimen^SCT) | Non-Reactive (260385009^Negative^SCT) Reactive (10828004^Positive^SCT) | 94563-4 | SARS-CoV-2 (COVID-19) IgG Ab [Presence] in Serum or Plasma by Immunoassay | 94505-5 | SARS-CoV-2 (COVID-19) IgG Ab [Units/volume] in Serum or Plasma by Immunoassay |  |  |  | Access SARS-CoV-2 IgG II_Beckman Coulter, Inc. | EUA | UniCel DxC 880i Synchron Access_BeckmanCoulter | MNI | SARS coronavirus 2 Ab.IgG | PrThr | Pt | Ser/Plas | Ord | IA | 20210324 | 2.69
Becton, Dickinson and Company (BD) | BD MAX System | SARS-CoV-2 Result Interpretation | nasal swab (445297001^Swab of internal nose^SCT) mid-turbinate swab (1293160008^Swab from middle region of inferior nasal meatus^SCT) nasal aspirate (429931000124105^Nasal aspirate specimen^SCT) nasopharyngeal swab (258500001^Nasopharyngeal swab^SCT) nasopharyngeal wash/aspirate (258467004^Nasopharyngeal washings^SCT or 258411007^Nasopharyngeal aspirate^SCT) oropharyngeal swab (258529004^Throat swab^SCT) | Positive (260373001^Detected^SCT) Negative (260415000^Not detected^SCT) UNR (unresolved) (455371000124106^Invalid result^SCT or 125154007^Specimen unsatisfactory for evaluation^SCT) | 94533-7 | SARS coronavirus 2 N gene [Presence] in Respiratory specimen by NAA with probe detection | 94531-1 | SARS coronavirus 2 RNA panel - Respiratory specimen by NAA with probe detection |  |  | 445003 | BD SARS-CoV-2 Reagents for BD MAX System_Becton, Dickinson and Company (BD) | EUA | 00382904419165 | DII | SARS coronavirus 2 N gene | PrThr | Pt | Respiratory | Ord | Probe.amp.tar | 20220727 | 2.68
Becton, Dickinson and Company (BD) | BD Respiratory Viral Panel for BD MAX System | SARS-CoV-2 Result Interpretation | nasopharyngeal swabs (258500001^Nasopharyngeal swab^SCT) anterior nasal swabs (697989009^Anterior nares swab^SCT) | POS (260373001^Detected^SCT) NEG (260415000^Not detected^SCT) UNR (unresolved), IND (Indeterminate), INC (Incomplete) (455371000124106^Invalid result^SCT or 125154007^Specimen unsatisfactory for evaluation^SCT) | 94500-6 | SARS-CoV-2 (COVID-19) RNA [Presence] in Respiratory specimen by NAA with probe detection | 95941-1 | Influenza virus A and B and SARS-CoV-2 (COVID-19) and Respiratory syncytial virus RNA panel - Respiratory specimen by NAA with probe detection |  |  |  | BD Respiratory Viral Panel for BD MAX System_Becton, Dickinson and Company (BD) | EUA | 00382904419165 | DII | SARS coronavirus 2 RNA | PrThr | Pt | Respiratory | Ord | Probe.amp.tar | 20230215 | 2.73
Becton, Dickinson and Company (BD) | BD Respiratory Viral Panel for BD MAX System | Influenza A Result Interpretation | nasopharyngeal swabs (258500001^Nasopharyngeal swab^SCT) anterior nasal swabs (697989009^Anterior nares swab^SCT) | POS (260373001^Detected^SCT) NEG (260415000^Not detected^SCT) UNR (unresolved), IND (Indeterminate), INC (Incomplete) (455371000124106^Invalid result^SCT or 125154007^Specimen unsatisfactory for evaluation^SCT) | 85477-8 | Influenza virus A RNA [Presence] in Upper respiratory specimen by NAA with probe detection | 95941-1 | Influenza virus A and B and SARS-CoV-2 (COVID-19) and Respiratory syncytial virus RNA panel - Respiratory specimen by NAA with probe detection |  |  |  | BD Respiratory Viral Panel for BD MAX System_Becton, Dickinson and Company (BD) | EUA | 00382904419165 | DII | Influenza virus A RNA | PrThr | Pt | Respiratory.upper | Ord | Probe.amp.tar | 20230215 | 2.68
Becton, Dickinson and Company (BD) | BD Respiratory Viral Panel for BD MAX System | Influenza B Result Interpretation | nasopharyngeal swabs (258500001^Nasopharyngeal swab^SCT) anterior nasal swabs (697989009^Anterior nares swab^SCT) | POS (260373001^Detected^SCT) NEG (260415000^Not detected^SCT) UNR (unresolved), IND (Indeterminate), INC (Incomplete) (455371000124106^Invalid result^SCT or 125154007^Specimen unsatisfactory for evaluation^SCT) | 85478-6 | Influenza virus B RNA [Presence] in Upper respiratory specimen by NAA with probe detection | 95941-1 | Influenza virus A and B and SARS-CoV-2 (COVID-19) and Respiratory syncytial virus RNA panel - Respiratory specimen by NAA with probe detection |  |  |  | BD Respiratory Viral Panel for BD MAX System_Becton, Dickinson and Company (BD) | EUA | 00382904419165 | DII | Influenza virus B RNA | PrThr | Pt | Respiratory.upper | Ord | Probe.amp.tar | 20230215 | 2.68
Becton, Dickinson and Company (BD) | BD Respiratory Viral Panel for BD MAX System | Respiratory Syncyctial Virus (RSV) Result Interpretation | nasopharyngeal swabs (258500001^Nasopharyngeal swab^SCT) anterior nasal swabs (697989009^Anterior nares swab^SCT) | POS (260373001^Detected^SCT) NEG (260415000^Not detected^SCT) UNR (unresolved), IND (Indeterminate), INC (Incomplete) (455371000124106^Invalid result^SCT or 125154007^Specimen unsatisfactory for evaluation^SCT) | 85479-4 | Respiratory syncytial virus RNA [Presence] in Upper respiratory specimen by NAA with probe detection | 95941-1 | Influenza virus A and B and SARS-CoV-2 (COVID-19) and Respiratory syncytial virus RNA panel - Respiratory specimen by NAA with probe detection |  |  |  | BD Respiratory Viral Panel for BD MAX System_Becton, Dickinson and Company (BD) | EUA | 00382904419165 | DII | Respiratory syncytial virus RNA | PrThr | Pt | Respiratory.upper | Ord | Probe.amp.tar | 20230215 | 2.68
Becton, Dickinson and Company (BD) | BD SARS-CoV-2/Flu for BD MAX System | SARS-CoV-2 N gene | nasopharyngeal swab (258500001^Nasopharyngeal swab^SCT) anterior nasal swab (697989009^Anterior nares swab^SCT) | CoV2 POS (260373001^Detected^SCT) CoV2 NEG (260415000^Not Detected^SCT) UNR (Unresolved) (455371000124106^Invalid result^SCT or 125154007^Specimen unsatisfactory for evaluation^SCT) IND (Indeterminate) (82334004^Indeterminate^SCT) INC (Incomplete) (373121007^Test not done^SCT) | 94533-7 | SARS-CoV-2 (COVID-19) N gene [Presence] in Respiratory specimen by NAA with probe detection | 95422-2 | Influenza virus A and B and SARS-CoV-2 (COVID-19) RNA panel - Respiratory specimen by NAA with probe detection |  |  |  | BD SARS-CoV-2/Flu for BD MAX System_Becton, Dickinson and Company (BD) | EUA | 00382904419165 | DII | SARS coronavirus 2 N gene | PrThr | Pt | Respiratory | Ord | Probe.amp.tar | 20210217 | 2.69
Becton, Dickinson and Company (BD) | BD SARS-CoV-2/Flu for BD MAX System | influenza A | nasopharyngeal swab (258500001^Nasopharyngeal swab^SCT) anterior nasal swab (697989009^Anterior nares swab^SCT) | Flu A POS (260373001^Detected^SCT) Flu A NEG (260415000^Not Detected^SCT) UNR (Unresolved) (455371000124106^Invalid result^SCT or 125154007^Specimen unsatisfactory for evaluation^SCT) IND (Indeterminate) (82334004^Indeterminate^SCT) INC (Incomplete) (373121007^Test not done^SCT) | 92142-9 | Influenza virus A RNA [Presence] in Respiratory specimen by NAA with probe detection | 95422-2 | Influenza virus A and B and SARS-CoV-2 (COVID-19) RNA panel - Respiratory specimen by NAA with probe detection |  |  |  | BD SARS-CoV-2/Flu for BD MAX System_Becton, Dickinson and Company (BD) | EUA | 00382904419165 | DII | Influenza virus A RNA | PrThr | Pt | Respiratory | Ord | Probe.amp.tar | 20210217 | 2.69
Becton, Dickinson and Company (BD) | BD SARS-CoV-2/Flu for BD MAX System | influenza B | nasopharyngeal swab (258500001^Nasopharyngeal swab^SCT) anterior nasal swab (697989009^Anterior nares swab^SCT) | Flu B POS (260373001^Detected^SCT) Flu B NEG (260415000^Not Detected^SCT) UNR (Unresolved) (455371000124106^Invalid result^SCT or 125154007^Specimen unsatisfactory for evaluation^SCT) IND (Indeterminate) (82334004^Indeterminate^SCT) INC (Incomplete) (373121007^Test not done^SCT) | 92141-1 | Influenza virus B RNA [Presence] in Respiratory specimen by NAA with probe detection | 95422-2 | Influenza virus A and B and SARS-CoV-2 (COVID-19) RNA panel - Respiratory specimen by NAA with probe detection |  |  |  | BD SARS-CoV-2/Flu for BD MAX System_Becton, Dickinson and Company (BD) | EUA | 00382904419165 | DII | Influenza virus B RNA | PrThr | Pt | Respiratory | Ord | Probe.amp.tar | 20210217 | 2.69
Becton, Dickinson and Company (BD) | BD Veritor At-Home COVID-19 Test* | SARS-CoV-2 nucleocapsid protein antigen | direct anterior nasal swab specimens (697989009^Anterior nares swab^SCT) | Positive (260373001^Detected^SCT) Negative (260415000^Not Detected^SCT) Invalid (455371000124106^Invalid result^SCT or 125154007^Specimen unsatisfactory for evaluation^SCT) | 97097-0 | SARS-CoV-2 (COVID-19) Ag [Presence] in Upper respiratory specimen by Rapid immunoassay | 97097-0 | SARS-CoV-2 (COVID-19) Ag [Presence] in Upper respiratory specimen by Rapid immunoassay |  |  |  | BD Veritor At-Home COVID-19 Test_Becton, Dickinson and Company (BD) | EUA | No Equipment | NA | SARS coronavirus 2 Ag | PrThr | Pt | Respiratory.upper | Ord | IA.rapid | 20210901 | 2.70
Becton, Dickinson and Company (BD) | BD Veritor System for Rapid Detection of SARS-CoV-2* | SARS-CoV-2 nucleocapsid antigens | anterior nasal swab (697989009^Anterior nares swab^SCT) | Positive Test for SARS-CoV-2 (antigen present) (260373001^Detected^SCT) Presumptive Negative Test for SARS-CoV-2 (no antigen detected) (260415000^Not Detected^SCT) Test Invalid. Repeat the test (455371000124106^Invalid result^SCT or 125154007^Specimen unsatisfactory for evaluation^SCT) | 94558-4 | SARS-CoV-2 (COVID-19) Ag [Presence] in Respiratory specimen by Rapid immunoassay | 94558-4 | SARS-CoV-2 (COVID-19) Ag [Presence] in Respiratory specimen by Rapid immunoassay |  |  |  | BD Veritor System for Rapid Detection of SARS-CoV-2_Becton, Dickinson and Company (BD) | EUA | BD Veritor Plus System_Becton Dickinson | MNI | SARS coronavirus 2 Ag | PrThr | Pt | Respiratory | Ord | IA.rapid | 20210929 | 2.68
Becton, Dickinson and Company (BD) | BioGX SARS-CoV-2 Reagents for BD MAX System | SARS-CoV-2 Result Interpretation | nasopharyngeal swab (258500001^Nasopharyngeal swab^SCT) oropharyngeal swab (258529004^Throat swab^SCT) nasal swab (445297001^Swab of internal nose^SCT) mid-turbinate swab (1293160008^Swab from middle region of inferior nasal meatus^SCT) nasopharyngeal wash/aspirate (258467004^Nasopharyngeal washings^SCT or 258411007^Nasopharyngeal aspirate^SCT) nasal aspirates (429931000124105^Nasal aspirate specimen^SCT) | Positive (260373001^Detected^SCT) Negative (260415000^Not detected^SCT) UNR (unresolved) (455371000124106^Invalid result^SCT or 125154007^Specimen unsatisfactory for evaluation^SCT) | 94533-7 | SARS coronavirus 2 N gene [Presence] in Respiratory specimen by NAA with probe detection | 94531-1 | SARS coronavirus 2 RNA panel - Respiratory specimen by NAA with probe detection |  |  | 444213 | BioGX SARS-CoV-2 Reagents for BD MAX System_Becton, Dickinson & Company (BD) | EUA | 00382904419165 | DII | SARS coronavirus 2 N gene | PrThr | Pt | Respiratory | Ord | Probe.amp.tar | 20200428 | 2.68
Becton, Dickinson and Company (BD) | BD Veritor System for Rapid Detection of SARS-CoV-2 & Flu A+B* | influenza A nucleoprotein antigen | anterior nasal swab (697989009^Anterior nares swab^SCT) | Negative Test for Flu A (no antigen detected) (260415000^Not Detected^SCT) Positive test for Flu A (influenza A antigen detected) (260373001^Detected^SCT) Result invalid. Repeat the test (455371000124106^Invalid result^SCT or 125154007^Specimen unsatisfactory for evaluation^SCT) Test Invalid. Repeat the test (455371000124106^Invalid result^SCT) | 80382-5 | Influenza virus A Ag [Presence] in Upper respiratory specimen by Rapid immunoassay | 97099-6 | Influenza virus A and B and SARS-CoV-2 (COVID-19) Ag panel - Upper respiratory specimen by Rapid immunoassay |  |  |  | BD Veritor System for Rapid Detection of SARS-CoV-2 & Flu A+B_Becton, Dickinson and Company (BD) | EUA | BD Veritor Plus System_Becton Dickinson | MNI | Influenza virus A Ag | PrThr | Pt | Respiratory.upper | Ord | IA.rapid | 20220608 | 2.70
Becton, Dickinson and Company (BD) | BD Veritor System for Rapid Detection of SARS-CoV-2 & Flu A+B* | influenza B nucleoprotein antigen | anterior nasal swab (697989009^Anterior nares swab^SCT) | Negative Test for Flu B (no antigen detected) (260415000^Not Detected^SCT) Positive test for Flu B (influenza B antigen detected) (260373001^Detected^SCT) Result invalid. Repeat the test (455371000124106^Invalid result^SCT or 125154007^Specimen unsatisfactory for evaluation^SCT) Test Invalid. Repeat the test (455371000124106^Invalid result^SCT) | 80383-3 | Influenza virus B Ag [Presence] in Upper respiratory specimen by Rapid immunoassay | 97099-6 | Influenza virus A and B and SARS-CoV-2 (COVID-19) Ag panel - Upper respiratory specimen by Rapid immunoassay |  |  |  | BD Veritor System for Rapid Detection of SARS-CoV-2 & Flu A+B_Becton, Dickinson and Company (BD) | EUA | BD Veritor Plus System_Becton Dickinson | MNI | Influenza virus B Ag | PrThr | Pt | Respiratory.upper | Ord | IA.rapid | 20220608 | 2.70
Becton, Dickinson and Company (BD) | BD Veritor System for Rapid Detection of SARS-CoV-2 & Flu A+B* | SARS-CoV-2 nucleocapsid antigen | anterior nasal swab (697989009^Anterior nares swab^SCT) | Negative Test for SARS-CoV-2 (no antigen detected) (260415000^Not Detected^SCT) Positive test for SARS-CoV-2 (SARS-CoV-2 antigen detected) (260373001^Detected^SCT) Result invalid. Repeat the test (455371000124106^Invalid result^SCT or 125154007^Specimen unsatisfactory for evaluation^SCT) Test Invalid. Repeat the test (455371000124106^Invalid result^SCT) | 97097-0 | SARS-CoV-2 (COVID-19) Ag [Presence] in Upper respiratory specimen by Rapid immunoassay | 97099-6 | Influenza virus A and B and SARS-CoV-2 (COVID-19) Ag panel - Upper respiratory specimen by Rapid immunoassay |  |  |  | BD Veritor System for Rapid Detection of SARS-CoV-2 & Flu A+B_Becton, Dickinson and Company (BD) | EUA | BD Veritor Plus System_Becton Dickinson | MNI | SARS coronavirus 2 Ag | PrThr | Pt | Respiratory.upper | Ord | IA.rapid | 20230308 | 2.74
Beijing Hotgen Biotech Co., Ltd | Hotgen COVID-19 Antigen Home Test | SARS-CoV-2 nucleocapsid protein antigen | anterior nasal (nares) swab (697989009^Anterior nares swab^SCT) | Positive (260373001^Detected^SCT) Negative (260415000^Not Detected^SCT) Invalid (455371000124106^Invalid result^SCT or 125154007^Specimen unsatisfactory for evaluation^SCT) | 97097-0 | SARS-CoV-2 (COVID-19) Ag [Presence] in Upper respiratory specimen by Rapid immunoassay | 97097-0 | SARS-CoV-2 (COVID-19) Ag [Presence] in Upper respiratory specimen by Rapid immunoassay |  |  |  | Hotgen COVID-19 Antigen Home Test_Beijing Hotgen Biotech Co., Ltd | EUA | No Equipment | NA | SARS coronavirus 2 Ag | PrThr | Pt | Respiratory.upper | Ord | IA.rapid | 20221130 | 2.70
Beijing Wantai Biological Pharmacy Enterprise Co., Ltd. | WANTAI SARS-CoV-2 Ab ELISA* | Antibody to SARS-CoV-2 Test Result Interpretation | serum (119364003^Serum specimen^SCT) plasma (119361006^Plasma specimen^SCT) | Anti-SARS-CoV-2 are not detected (260385009^Negative^SCT) Anti-SARS-CoV-2 are detected (10828004^Positive^SCT) | 94762-2 | SARS-CoV-2 (COVID-19) Ab [Presence] in Serum or Plasma by Immunoassay | 94762-2 | SARS-CoV-2 (COVID-19) Ab [Presence] in Serum or Plasma by Immunoassay |  |  |  | WANTAI SARS-CoV-2 Ab ELISA_Beijing Wantai Biological Pharmacy Enterprise Co., Ltd. | EUA | a microplate reader_NA | MNI | SARS coronavirus 2 Ab | PrThr | Pt | Ser/Plas | Ord | IA | 20200811 | 2.68
Beijing Wantai Biological Pharmacy Enterprise Co., Ltd. | WANTAI SARS-CoV-2 Ab Rapid Test* | antibodies to SARS-CoV-2 | serum (119364003^Serum specimen^SCT) plasma (119361006^Plasma specimen^SCT) venous whole blood (122555007^Venous blood specimen^SCT) | Invalid test run (455371000124106^Invalid result^SCT or 125154007^Specimen unsatisfactory for evaluation^SCT) Reactive Results (10828004^Positive^SCT) Non-reactive Results (260385009^Negative^SCT) | 95542-7 | SARS-CoV-2 (COVID-19) Ab [Presence] in Serum, Plasma or Blood by Rapid immunoassay | 95542-7 | SARS-CoV-2 (COVID-19) Ab [Presence] in Serum, Plasma or Blood by Rapid immunoassay |  |  |  | WANTAI SARS-CoV-2 Ab Rapid Test_Beijing Wantai Biological Pharmacy Enterprise Co., Ltd. | EUA | No Equipment | NA | SARS coronavirus 2 Ab | PrThr | Pt | Ser/Plas/Bld | Ord | IA.rapid | 20230308 | 2.74
Beijing Wantai Biological Pharmacy Enterprise Co., Ltd. | Wantai SARS-CoV-2 RT-PCR Kit* | SARS-CoV-2 Result Interpretation | oropharyngeal swab (258529004^Throat swab^SCT) | SARS-CoV-2 positive (260373001^Detected^SCT) Inconclusive (419984006^Inconclusive^SCT) SARS-CoV-2 negative (260415000^Not Detected^SCT) Invalid result (455371000124106^Invalid result^SCT or 125154007^Specimen unsatisfactory for evaluation^SCT) | 94500-6 | SARS-CoV-2 (COVID-19) RNA [Presence] in Respiratory specimen by NAA with probe detection | 94531-1 | SARS-CoV-2 (COVID-19) RNA panel - Respiratory specimen by NAA with probe detection |  |  |  | Wantai SARS-CoV-2 RT-PCR Kit_Beijing Wantai Biological Pharmacy Enterprise Co., Ltd. | EUA | CFX96 Real-Time PCR System_BioRad | MNI | SARS coronavirus 2 RNA | PrThr | Pt | Respiratory | Ord | Probe.amp.tar | 20201118 | 2.68
Beijing Wantai Biological Pharmacy Enterprise Co., Ltd. | Wantai SARS-CoV-2 RT-PCR Kit* | SARS-CoV-2 Result Interpretation | oropharyngeal swab (258529004^Throat swab^SCT) | SARS-CoV-2 positive (260373001^Detected^SCT) Inconclusive (419984006^Inconclusive^SCT) SARS-CoV-2 negative (260415000^Not Detected^SCT) Invalid result (455371000124106^Invalid result^SCT or 125154007^Specimen unsatisfactory for evaluation^SCT) | 94500-6 | SARS-CoV-2 (COVID-19) RNA [Presence] in Respiratory specimen by NAA with probe detection | 94531-1 | SARS-CoV-2 (COVID-19) RNA panel - Respiratory specimen by NAA with probe detection |  |  |  | Wantai SARS-CoV-2 RT-PCR Kit_Beijing Wantai Biological Pharmacy Enterprise Co., Ltd. | EUA | ABI 7500 Real-Time PCR_Thermo Fisher | MNI | SARS coronavirus 2 RNA | PrThr | Pt | Respiratory | Ord | Probe.amp.tar | 20201118 | 2.68
BGI Genomics | Real-Time Fluorescent RT-PCR Kit for Detecting SARS-2019-nCoV* | SARS-2019-nCoV Result Interpretation | throat swabs (258529004^Throat swab^SCT) or Broncho alveolar Lavage Fluid (BALF) (258607008^Bronchoalveolar lavage fluid sample^SCT) | Positive for SARS-CoV-2 RNA (260373001^Detected^SCT) Negative for SARS-CoV-2 RNA (260415000^Not detected^SCT) Invalid Result (455371000124106^Invalid result^SCT or 125154007^Specimen unsatisfactory for evaluation^SCT) | 94559-2 | SARS coronavirus 2 ORF1ab region [Presence] in Respiratory specimen by NAA with probe detection | 94559-2 | SARS coronavirus 2 ORF1ab region [Presence] in Respiratory specimen by NAA with probe detection |  |  |  | Real-Time Fluorescent RT-PCR Kit for Detecting SARS-CoV-2_BGI Genomics Co. Ltd | EUA | LightCycler 480 Instrument_Roche | MNI | SARS coronavirus 2 ORF1ab region | PrThr | Pt | Respiratory | Ord | Probe.amp.tar | 20220727 | 2.68
BGI Genomics | Real-Time Fluorescent RT-PCR Kit for Detecting SARS-2019-nCoV* | SARS-2019-nCoV Result Interpretation | throat swabs (258529004^Throat swab^SCT) or Broncho alveolar Lavage Fluid (BALF) (258607008^Bronchoalveolar lavage fluid sample^SCT) | Positive for SARS-CoV-2 RNA (260373001^Detected^SCT) Negative for SARS-CoV-2 RNA (260415000^Not detected^SCT) Invalid Result (455371000124106^Invalid result^SCT or 125154007^Specimen unsatisfactory for evaluation^SCT) | 94559-2 | SARS coronavirus 2 ORF1ab region [Presence] in Respiratory specimen by NAA with probe detection | 94559-2 | SARS coronavirus 2 ORF1ab region [Presence] in Respiratory specimen by NAA with probe detection |  |  |  | Real-Time Fluorescent RT-PCR Kit for Detecting SARS-CoV-2_BGI Genomics Co. Ltd | EUA | 10190302015592 | DII | SARS coronavirus 2 ORF1ab region | PrThr | Pt | Respiratory | Ord | Probe.amp.tar | 20220727 | 2.68
BGI Genomics | Real-Time Fluorescent RT-PCR Kit for Detecting SARS-2019-nCoV* | SARS-2019-nCoV Result Interpretation | throat swabs (258529004^Throat swab^SCT) or Broncho alveolar Lavage Fluid (BALF) (258607008^Bronchoalveolar lavage fluid sample^SCT) | Positive for SARS-CoV-2 RNA (260373001^Detected^SCT) Negative for SARS-CoV-2 RNA (260415000^Not detected^SCT) Invalid Result (455371000124106^Invalid result^SCT or 125154007^Specimen unsatisfactory for evaluation^SCT) | 94559-2 | SARS coronavirus 2 ORF1ab region [Presence] in Respiratory specimen by NAA with probe detection | 94559-2 | SARS coronavirus 2 ORF1ab region [Presence] in Respiratory specimen by NAA with probe detection |  |  |  | Real-Time Fluorescent RT-PCR Kit for Detecting SARS-CoV-2_BGI Genomics Co. Ltd | EUA | ABI 7500 FAST Real-Time PCR_Thermo Fisher | MNI | SARS coronavirus 2 ORF1ab region | PrThr | Pt | Respiratory | Ord | Probe.amp.tar | 20220727 | 2.68
BGI Genomics | Real-Time Fluorescent RT-PCR Kit for Detecting SARS-2019-nCoV* | SARS-2019-nCoV Result Interpretation | throat swabs (258529004^Throat swab^SCT) or Broncho alveolar Lavage Fluid (BALF) (258607008^Bronchoalveolar lavage fluid sample^SCT) | Positive for SARS-CoV-2 RNA (260373001^Detected^SCT) Negative for SARS-CoV-2 RNA (260415000^Not detected^SCT) Invalid Result (455371000124106^Invalid result^SCT or 125154007^Specimen unsatisfactory for evaluation^SCT) | 94559-2 | SARS coronavirus 2 ORF1ab region [Presence] in Respiratory specimen by NAA with probe detection | 94559-2 | SARS coronavirus 2 ORF1ab region [Presence] in Respiratory specimen by NAA with probe detection |  |  |  | Real-Time Fluorescent RT-PCR Kit for Detecting SARS-CoV-2_BGI Genomics Co. Ltd | EUA | ABI 7500 Real-Time PCR_Thermo Fisher | MNI | SARS coronavirus 2 ORF1ab region | PrThr | Pt | Respiratory | Ord | Probe.amp.tar | 20220727 | 2.68
BillionToOne, Inc. | qSanger-COVID-19 Assay* | SARS-CoV-2 Result Interpretation | nasal swab (445297001^Swab of internal nose^SCT) mid-turbinate swab (1293160008^Swab from middle region of inferior nasal meatus^SCT) nasopharyngeal swab (258500001^Nasopharyngeal swab^SCT) oropharyngeal swab (258529004^Throat swab^SCT) nasopharyngeal and oropharyngeal swab (433801000124107^Nasopharyngeal and oropharyngeal swab^SCT) | SARS-CoV-2 RNA detected (260373001^Detected^SCT) SARS-CoV-2 RNA NOT detected (260415000^Not Detected^SCT) Results are invalid (455371000124106^Invalid result^SCT or 125154007^Specimen unsatisfactory for evaluation^SCT) | 95424-8 | SARS-CoV-2 (COVID-19) RNA [Presence] in Respiratory specimen by Sequencing | 95424-8 | SARS-CoV-2 (COVID-19) RNA [Presence] in Respiratory specimen by Sequencing |  |  |  | qSanger-COVID-19 Assay_BillionToOne, Inc. | EUA | ABI 3730xl DNA Analyzer_Thermo Fisher | MNI | SARS coronavirus 2 RNA | PrThr | Pt | Respiratory | Ord | Sequencing | 20230308 | 2.74
BillionToOne, Inc. | qSanger-COVID-19 Assay* | SARS-CoV-2 Result Interpretation | nasal swab (445297001^Swab of internal nose^SCT) mid-turbinate swab (1293160008^Swab from middle region of inferior nasal meatus^SCT) nasopharyngeal swab (258500001^Nasopharyngeal swab^SCT) oropharyngeal swab (258529004^Throat swab^SCT) nasopharyngeal and oropharyngeal swab (433801000124107^Nasopharyngeal and oropharyngeal swab^SCT) | SARS-CoV-2 RNA detected (260373001^Detected^SCT) SARS-CoV-2 RNA NOT detected (260415000^Not Detected^SCT) Results are invalid (455371000124106^Invalid result^SCT or 125154007^Specimen unsatisfactory for evaluation^SCT) | 95424-8 | SARS-CoV-2 (COVID-19) RNA [Presence] in Respiratory specimen by Sequencing | 95424-8 | SARS-CoV-2 (COVID-19) RNA [Presence] in Respiratory specimen by Sequencing |  |  |  | qSanger-COVID-19 Assay_BillionToOne, Inc. | EUA | ABI Veriti Thermal Cycler_Thermo Fisher | MNI | SARS coronavirus 2 RNA | PrThr | Pt | Respiratory | Ord | Sequencing | 20230308 | 2.74
Biocan Diagnostics Inc. | Novel Coronavirus (COVID-19) IgG/IgM Antibody Test* | IgM | serum (119364003^Serum specimen^SCT) plasma (119361006^Plasma specimen^SCT) venous whole blood (258580003^Whole blood sample^SCT) | IgM Positive (10828004^Positive^SCT) Negative (260385009^Negative^SCT) Invalid (455371000124106^Invalid result^SCT or 125154007^Specimen unsatisfactory for evaluation^SCT) | 94508-9 | SARS-CoV-2 (COVID-19) IgM Ab [Presence] in Serum, Plasma or Blood by Rapid immunoassay | 94503-0 | SARS-CoV-2 (COVID-19) Ab panel - Serum, Plasma or Blood by Rapid immunoassay | Expect to be reported together with the Rapid IA result for IgG. |  |  | Tell Me Fast Novel Coronavirus (COVID-19) IgG/IgM Antibody Test - Letter of Authorization_Biocan Diagnostics Inc. | EUA | No Equipment | NA | SARS coronavirus 2 Ab.IgM | PrThr | Pt | Ser/Plas/Bld | Ord | IA.rapid | 20200902 | 2.68
Biocan Diagnostics Inc. | Novel Coronavirus (COVID-19) IgG/IgM Antibody Test* | IgG | serum (119364003^Serum specimen^SCT) plasma (119361006^Plasma specimen^SCT) venous whole blood (258580003^Whole blood sample^SCT) | IgG Positive (10828004^Positive^SCT) Negative (260385009^Negative^SCT) Invalid (455371000124106^Invalid result^SCT or 125154007^Specimen unsatisfactory for evaluation^SCT) | 94507-1 | SARS-CoV-2 (COVID-19) IgG Ab [Presence] in Serum, Plasma or Blood by Rapid immunoassay | 94503-0 | SARS-CoV-2 (COVID-19) Ab panel - Serum, Plasma or Blood by Rapid immunoassay | Expect to be reported together with the Rapid IA result for IgM. |  |  | Tell Me Fast Novel Coronavirus (COVID-19) IgG/IgM Antibody Test - Letter of Authorization_Biocan Diagnostics Inc. | EUA | No Equipment | NA | SARS coronavirus 2 Ab.IgG | PrThr | Pt | Ser/Plas/Bld | Ord | IA.rapid | 20200902 | 2.68
Biocerna | LDT: SARS-CoV-2 Test* | SARS-CoV-2 Result Interpretation | Nasal swab (445297001^Swab of internal nose^SCT) nasopharyngeal swab (258500001^Nasopharyngeal swab^SCT) oropharyngeal swab (258529004^Throat swab^SCT) mid-turbinate nasal swab (1293160008^Swab from middle region of inferior nasal meatus^SCT) bronchoalveolar lavage (258607008^Bronchoalveolar lavage fluid sample^SCT) | NA (455371000124106^Invalid result^SCT or 125154007^Specimen unsatisfactory for evaluation^SCT) SARS-CoV-2 Not Detected (260415000^Not Detected^SCT) SARS-CoV-2 Inconclusive (419984006^Inconclusive^SCT) Positive SARS-CoV-2 (260373001^Detected^SCT) | 94500-6 | SARS coronavirus 2 RNA [Presence] in Respiratory specimen by NAA with probe detection | 94531-1 | SARS coronavirus 2 RNA panel - Respiratory specimen by NAA with probe detection | Testing is limited to Biocerna LLC, certified under Clinical Laboratory Improvement Amendments of 1988 (CLIA), 42 U.S.C. §263a to perform highcomplexity tests. |  |  | SARS-CoV-2 Test_Biocerna | EUA | 10190302015592 | DII | SARS coronavirus 2 RNA | PrThr | Pt | Respiratory | Ord | Probe.amp.tar | 20210414 | 2.68
BioCheck, Inc. | BioCheck SARS-CoV-2 IgG Antibody Test Kit* | SARS-CoV-2 IgG Result Interpretation | serum (119364003^Serum specimen^SCT) | Positive for SARS-CoV-2 IgG antibodies (10828004^Positive^SCT) Negative for SARS-CoV-2 IgG antibodies (260385009^Negative^SCT) Invalid Runs (455371000124106^Invalid result^SCT or 125154007^Specimen unsatisfactory for evaluation^SCT) | 94563-4 | SARS-CoV-2 (COVID-19) IgG Ab [Presence] in Serum or Plasma by Immunoassay | 94563-4 | SARS-CoV-2 (COVID-19) IgG Ab [Presence] in Serum or Plasma by Immunoassay |  |  |  | BioCheck SARS-CoV-2 IgG Antibody Test Kit_BioCheck, Inc. | EUA | MS Fast Analyzer_Sophonix | MNI | SARS coronavirus 2 Ab.IgG | PrThr | Pt | Ser/Plas | Ord | IA | 20200916 | 2.68
BioCheck, Inc. | BioCheck SARS-CoV-2 IgM Antibody Test Kit* | SARS-CoV-2 IgM Result Interpretation | serum (119364003^Serum specimen^SCT) | Positive for SARS-CoV-2 IgM antibodies (10828004^Positive^SCT) Negative for SARS-CoV-2 IgM antibodies (260385009^Negative^SCT) Invalid Runs (455371000124106^Invalid result^SCT or 125154007^Specimen unsatisfactory for evaluation^SCT) | 94564-2 | SARS-CoV-2 (COVID-19) IgM Ab [Presence] in Serum or Plasma by Immunoassay | 94564-2 | SARS-CoV-2 (COVID-19) IgM Ab [Presence] in Serum or Plasma by Immunoassay |  |  |  | BioCheck SARS-CoV-2 IgM Antibody Test Kit_BioCheck, Inc. | EUA | MS Fast Analyzer_Sophonix | MNI | SARS coronavirus 2 Ab.IgM | PrThr | Pt | Ser/Plas | Ord | IA | 20200916 | 2.68
BioCheck, Inc. | BioCheck SARS-CoV-2 IgG and IgM Combo Test* | IgG | serum (119364003^Serum specimen^SCT) | Positive (10828004^Positive^SCT) Negative (260385009^Negative^SCT) | 94563-4 | SARS-CoV-2 (COVID-19) IgG Ab [Presence] in Serum or Plasma by Immunoassay | 94504-8 | SARS-CoV-2 (COVID-19) Ab panel - Serum or Plasma by Immunoassay | Expect to be reported together with the Rapid IA result for IgM. |  |  | BioCheck SARS-CoV-2 IgG and IgM Combo Test_BioCheck, Inc. | EUA | MS Fast Analyzer_Sophonix | MNI | SARS coronavirus 2 Ab.IgG | PrThr | Pt | Ser/Plas | Ord | IA | 20200826 | 2.68
BioCheck, Inc. | BioCheck SARS-CoV-2 IgG and IgM Combo Test* | IgM | serum (119364003^Serum specimen^SCT) | Positive (10828004^Positive^SCT) Negative (260385009^Negative^SCT) | 94564-2 | SARS-CoV-2 (COVID-19) IgM Ab [Presence] in Serum or Plasma by Immunoassay | 94504-8 | SARS-CoV-2 (COVID-19) Ab panel - Serum or Plasma by Immunoassay | Expect to be reported together with the Rapid IA result for IgG. |  |  | BioCheck SARS-CoV-2 IgG and IgM Combo Test_BioCheck, Inc. | EUA | MS Fast Analyzer_Sophonix | MNI | SARS coronavirus 2 Ab.IgM | PrThr | Pt | Ser/Plas | Ord | IA | 20200826 | 2.68
BioCollections Worldwide, Inc. | LDT: SARS-CoV-2 assay* | SARS-CoV-2 | Nasal swab (445297001^Swab of internal nose^SCT) nasopharyngeal swab (258500001^Nasopharyngeal swab^SCT) oropharyngeal swabs (258529004^Throat swab^SCT) nasopharyngeal wash (258467004^Nasopharyngeal washings^SCT) nasopharyngeal aspirate (258411007^Nasopharyngeal aspirate^SCT) nasal aspirate (429931000124105^Nasal aspirate specimen^SCT) BAL (258607008^Bronchoalveolar lavage fluid sample^SCT) | Positive(260373001^Detected^SCT) Negative (260415000^Not detected^SCT) Inconclusive (419984006^Inconclusive^SCT) Invalid (455371000124106^Invalid result^SCT) | 94533-7 | SARS coronavirus 2 N gene [Presence] in Respiratory specimen by NAA with probe detection | 94531-1 | SARS coronavirus 2 RNA panel - Respiratory specimen by NAA with probe detection |  |  |  | Biocollections Worldwide SARS-Co-V-2 Assay_Biocollections Worldwide, Inc. | EUA | 00884999031814 | DII | SARS coronavirus 2 N gene | PrThr | Pt | Respiratory | Ord | Probe.amp.tar | 20200519 | 2.68
BioCore | BioCore 2019-nCoV Real Time PCR Kit* | 2019-nCoVRNA | Nasal swab (445297001^Swab of internal nose^SCT) Mid-turbinate nasal swabs(1293160008^Swab from middle region of inferior nasal meatus^SCT) nasopharyngeal swab (258500001^Nasopharyngeal swab^SCT) oropharyngeal swabs (258529004^Throat swab^SCT) BAL (258607008^Bronchoalveolar lavage fluid sample^SCT) sputum (119334006^Sputum specimen^SCT) | 2019-nCoV Positive (260373001^Detected^SCT) 2019-nCoV Negative (260415000^Not detected^SCT) | 94500-6 | SARS coronavirus 2 RNA [Presence] in Respiratory specimen by NAA with probe detection | 94531-1 | SARS coronavirus 2 RNA panel - Respiratory specimen by NAA with probe detection |  |  |  | BioCore 2019-nCoV Real Time PCR Kit_BioCore Co., Ltd. | EUA | ABI 7500 Real-Time PCR_Thermo Fisher | MNI | SARS coronavirus 2 RNA | PrThr | Pt | Respiratory | Ord | Probe.amp.tar | 20220727 | 2.68
BioCore | BioCore 2019-nCoV Real Time PCR Kit* | 2019-nCoVRNA | Nasal swab (445297001^Swab of internal nose^SCT) Mid-turbinate nasal swabs(1293160008^Swab from middle region of inferior nasal meatus^SCT) nasopharyngeal swab (258500001^Nasopharyngeal swab^SCT) oropharyngeal swabs (258529004^Throat swab^SCT) BAL (258607008^Bronchoalveolar lavage fluid sample^SCT) sputum (119334006^Sputum specimen^SCT) | 2019-nCoV Positive (260373001^Detected^SCT) 2019-nCoV Negative (260415000^Not detected^SCT) | 94500-6 | SARS coronavirus 2 RNA [Presence] in Respiratory specimen by NAA with probe detection | 94531-1 | SARS coronavirus 2 RNA panel - Respiratory specimen by NAA with probe detection |  |  |  | BioCore 2019-nCoV Real Time PCR Kit_BioCore Co., Ltd. | EUA | SLAN-96P_Shanghai Hongshi | MNI | SARS coronavirus 2 RNA | PrThr | Pt | Respiratory | Ord | Probe.amp.tar | 20220727 | 2.68
BioCore | BioCore 2019-nCoV Real Time PCR Kit* | 2019-nCoVRNA | Nasal swab (445297001^Swab of internal nose^SCT) Mid-turbinate nasal swabs(1293160008^Swab from middle region of inferior nasal meatus^SCT) nasopharyngeal swab (258500001^Nasopharyngeal swab^SCT) oropharyngeal swabs (258529004^Throat swab^SCT) BAL (258607008^Bronchoalveolar lavage fluid sample^SCT) sputum (119334006^Sputum specimen^SCT) | 2019-nCoV Positive (260373001^Detected^SCT) 2019-nCoV Negative (260415000^Not detected^SCT) | 94500-6 | SARS coronavirus 2 RNA [Presence] in Respiratory specimen by NAA with probe detection | 94531-1 | SARS coronavirus 2 RNA panel - Respiratory specimen by NAA with probe detection |  |  |  | BioCore 2019-nCoV Real Time PCR Kit_BioCore Co., Ltd. | EUA | CFX96 DX Real-Time PCR System_BioRad | MNI | SARS coronavirus 2 RNA | PrThr | Pt | Respiratory | Ord | Probe.amp.tar | 20220727 | 2.68
Bioeksen R&D Technologies Inc. | Bio-Speedy Direct RT-qPCR SARS-CoV-2* | SARS-CoV-2 Result Interpretation | nasopharyngeal swabs (258500001^Nasopharyngeal swab^SCT) oropharyngeal (throat) swabs (258529004^Throat swab^SCT) combined nasopharyngeal/oropharyngeal swabs (433801000124107^Nasopharyngeal and oropharyngeal swab^SCT) anterior nasal swabs (697989009^Anterior nares swab^SCT) mid-turbinate nasal swabs (1293160008^Swab from middle region of inferior nasal meatus^SCT) nasal aspirates (429931000124105^Nasal aspirate specimen^SCT) nasopharyngeal aspirates (258411007^Nasopharyngeal aspirate^SCT) nasal washes (433871000124101^Nasal washings^SCT) bronchoalveolar lavage samples (258607008^Bronchoalveolar lavage fluid sample^SCT) | Results are VALID, SARS-CoV-2 RNA is Detected (260373001^Detected^SCT) Results are VALID, SARS-CoV-2 RNA is Not Detected (260415000^Not Detected^SCT) Results are INVALID (455371000124106^Invalid result^SCT or 125154007^Specimen unsatisfactory for evaluation^SCT) | 94559-2 | SARS-CoV-2 (COVID-19) ORF1ab region [Presence] in Respiratory specimen by NAA with probe detection | 94559-2 | SARS-CoV-2 (COVID-19) ORF1ab region [Presence] in Respiratory specimen by NAA with probe detection | This test is also distributed under the brand name: • BioeXsen SARS-CoV-2 RT PCR |  |  | Bio-Speedy Direct RT-qPCR SARS-CoV-2_Bioeksen R&D Technologies Inc. | EUA | LightCycler 96 Instrument_Roche | MNI | SARS coronavirus 2 ORF1ab region | PrThr | Pt | Respiratory | Ord | Probe.amp.tar | 20220727 | 2.68
Bioeksen R&D Technologies Inc. | Bio-Speedy Direct RT-qPCR SARS-CoV-2* | SARS-CoV-2 Result Interpretation | nasopharyngeal swabs (258500001^Nasopharyngeal swab^SCT) oropharyngeal (throat) swabs (258529004^Throat swab^SCT) combined nasopharyngeal/oropharyngeal swabs (433801000124107^Nasopharyngeal and oropharyngeal swab^SCT) anterior nasal swabs (697989009^Anterior nares swab^SCT) mid-turbinate nasal swabs (1293160008^Swab from middle region of inferior nasal meatus^SCT) nasal aspirates (429931000124105^Nasal aspirate specimen^SCT) nasopharyngeal aspirates (258411007^Nasopharyngeal aspirate^SCT) nasal washes (433871000124101^Nasal washings^SCT) bronchoalveolar lavage samples (258607008^Bronchoalveolar lavage fluid sample^SCT) | Results are VALID, SARS-CoV-2 RNA is Detected (260373001^Detected^SCT) Results are VALID, SARS-CoV-2 RNA is Not Detected (260415000^Not Detected^SCT) Results are INVALID (455371000124106^Invalid result^SCT or 125154007^Specimen unsatisfactory for evaluation^SCT) | 94559-2 | SARS-CoV-2 (COVID-19) ORF1ab region [Presence] in Respiratory specimen by NAA with probe detection | 94559-2 | SARS-CoV-2 (COVID-19) ORF1ab region [Presence] in Respiratory specimen by NAA with probe detection | This test is also distributed under the brand name: • BioeXsen SARS-CoV-2 RT PCR |  |  | Bio-Speedy Direct RT-qPCR SARS-CoV-2_Bioeksen R&D Technologies Inc. | EUA | CFX96 Touch Real-Time PCR System_BioRad | MNI | SARS coronavirus 2 ORF1ab region | PrThr | Pt | Respiratory | Ord | Probe.amp.tar | 20220727 | 2.68
Bioeksen R&D Technologies Inc. | Bio-Speedy Direct RT-qPCR SARS-CoV-2* | SARS-CoV-2 Result Interpretation | nasopharyngeal swabs (258500001^Nasopharyngeal swab^SCT) oropharyngeal (throat) swabs (258529004^Throat swab^SCT) combined nasopharyngeal/oropharyngeal swabs (433801000124107^Nasopharyngeal and oropharyngeal swab^SCT) anterior nasal swabs (697989009^Anterior nares swab^SCT) mid-turbinate nasal swabs (1293160008^Swab from middle region of inferior nasal meatus^SCT) nasal aspirates (429931000124105^Nasal aspirate specimen^SCT) nasopharyngeal aspirates (258411007^Nasopharyngeal aspirate^SCT) nasal washes (433871000124101^Nasal washings^SCT) bronchoalveolar lavage samples (258607008^Bronchoalveolar lavage fluid sample^SCT) | Results are VALID, SARS-CoV-2 RNA is Detected (260373001^Detected^SCT) Results are VALID, SARS-CoV-2 RNA is Not Detected (260415000^Not Detected^SCT) Results are INVALID (455371000124106^Invalid result^SCT or 125154007^Specimen unsatisfactory for evaluation^SCT) | 94559-2 | SARS-CoV-2 (COVID-19) ORF1ab region [Presence] in Respiratory specimen by NAA with probe detection | 94559-2 | SARS-CoV-2 (COVID-19) ORF1ab region [Presence] in Respiratory specimen by NAA with probe detection | This test is also distributed under the brand name: • BioeXsen SARS-CoV-2 RT PCR |  |  | Bio-Speedy Direct RT-qPCR SARS-CoV-2_Bioeksen R&D Technologies Inc. | EUA | Rotor-Gene Q_QIAGEN GmbH | MNI | SARS coronavirus 2 ORF1ab region | PrThr | Pt | Respiratory | Ord | Probe.amp.tar | 20220727 | 2.68
Bioeksen R&D Technologies Inc. | Bio-Speedy Direct RT-qPCR SARS-CoV-2* | SARS-CoV-2 Result Interpretation | nasopharyngeal swabs (258500001^Nasopharyngeal swab^SCT) oropharyngeal (throat) swabs (258529004^Throat swab^SCT) combined nasopharyngeal/oropharyngeal swabs (433801000124107^Nasopharyngeal and oropharyngeal swab^SCT) anterior nasal swabs (697989009^Anterior nares swab^SCT) mid-turbinate nasal swabs (1293160008^Swab from middle region of inferior nasal meatus^SCT) nasal aspirates (429931000124105^Nasal aspirate specimen^SCT) nasopharyngeal aspirates (258411007^Nasopharyngeal aspirate^SCT) nasal washes (433871000124101^Nasal washings^SCT) bronchoalveolar lavage samples (258607008^Bronchoalveolar lavage fluid sample^SCT) | Results are VALID, SARS-CoV-2 RNA is Detected (260373001^Detected^SCT) Results are VALID, SARS-CoV-2 RNA is Not Detected (260415000^Not Detected^SCT) Results are INVALID (455371000124106^Invalid result^SCT or 125154007^Specimen unsatisfactory for evaluation^SCT) | 94559-2 | SARS-CoV-2 (COVID-19) ORF1ab region [Presence] in Respiratory specimen by NAA with probe detection | 94559-2 | SARS-CoV-2 (COVID-19) ORF1ab region [Presence] in Respiratory specimen by NAA with probe detection | This test is also distributed under the brand name: • BioeXsen SARS-CoV-2 RT PCR |  |  | Bio-Speedy Direct RT-qPCR SARS-CoV-2_Bioeksen R&D Technologies Inc. | EUA | Rotor-Gene Q 5plex_QIAGEN GmbH | MNI | SARS coronavirus 2 ORF1ab region | PrThr | Pt | Respiratory | Ord | Probe.amp.tar | 20220727 | 2.68
BioFire Defense | BioFire COVID-19 Test | COVID-19 Test Result Interpretation | Nasopharyngeal Swab (NPS) (258500001^Nasopharyngeal swab^SCT) collected according to standard technique and immediately placed in 1-3 mL of transport media oropharyngeal swabs (258529004^Throat swab^SCT) anterior nasal swabs (697989009^Anterior nares swab^SCT) mid-turbinate nasal swabs (1293160008^Swab from middle region of inferior nasal meatus^SCT) induced sputum (258610001^Sputum specimen obtained by sputum induction^SCT) expectorated sputum (119335007^Coughed sputum specimen^SCT) endotracheal aspirates (445447003^Specimen from trachea obtained by aspiration^SCT) bronchoalveolar lavage (258607008^Bronchoalveolar lavage fluid sample^SCT) | Detected (260373001^Detected^SCT) Equivocal (42425007^Equivocal^SCT) Not Detected (260415000^Not detected^SCT) Invalid Result (455371000124106^Invalid result^SCT or 125154007^Specimen unsatisfactory for evaluation^SCT) | 95608-6 | SARS-CoV-2 (COVID-19) RNA [Presence] in Respiratory specimen by NAA with non-probe detection | 95608-6 | SARS-CoV-2 (COVID-19) RNA [Presence] in Respiratory specimen by NAA with non-probe detection |  |  |  | BioFire COVID-19 Test_BioFire Defense, LLC | EUA | FilmArray 2.0 System_BioFire | MNI | SARS coronavirus 2 RNA | PrThr | Pt | Nph | Ord | Non-probe.amp.tar | 20220727 | 2.68
BioFire Defense | BioFire COVID-19 Test | COVID-19 Test Result Interpretation | Nasopharyngeal Swab (NPS) (258500001^Nasopharyngeal swab^SCT) collected according to standard technique and immediately placed in 1-3 mL of transport media oropharyngeal swabs (258529004^Throat swab^SCT) anterior nasal swabs (697989009^Anterior nares swab^SCT) mid-turbinate nasal swabs (1293160008^Swab from middle region of inferior nasal meatus^SCT) induced sputum (258610001^Sputum specimen obtained by sputum induction^SCT) expectorated sputum (119335007^Coughed sputum specimen^SCT) endotracheal aspirates (445447003^Specimen from trachea obtained by aspiration^SCT) bronchoalveolar lavage (258607008^Bronchoalveolar lavage fluid sample^SCT) | Detected (260373001^Detected^SCT) Equivocal (42425007^Equivocal^SCT) Not Detected (260415000^Not detected^SCT) Invalid Result (455371000124106^Invalid result^SCT or 125154007^Specimen unsatisfactory for evaluation^SCT) | 95608-6 | SARS-CoV-2 (COVID-19) RNA [Presence] in Respiratory specimen by NAA with non-probe detection | 95608-6 | SARS-CoV-2 (COVID-19) RNA [Presence] in Respiratory specimen by NAA with non-probe detection |  |  |  | BioFire COVID-19 Test_BioFire Defense, LLC | EUA | FilmArray Torch System_BioFire | MNI | SARS coronavirus 2 RNA | PrThr | Pt | Nph | Ord | Non-probe.amp.tar | 20220727 | 2.68
BioFire Diagnostics | BioFire Respiratory Panel 2.1 (RP2.1)*@ | Severe Acute Respiratory Syndrome Coronavirus 2 (SARS-CoV-2) | Nasopharyngeal Swab (258500001^Nasopharyngeal swab^SCT) | SARS-CoV-2 Detected (260373001^Detected^SCT) SARS-CoV-2 Not detected (260415000^Not Detected^SCT) | 94565-9 | SARS-CoV-2 (COVID19) RNA [Presence] in Nasopharynx by NAA with non-probe detection | 82159-5 | Respiratory pathogens DNA and RNA panel - Nasopharynx by NAA with non-probe detection |  | PCR_COV2 |  | BioFire Respiratory Panel 2.1 (RP2.1)_BioFire Diagnostics, LLC | EUA | FilmArray Torch System_BioFire | MNI | SARS coronavirus 2 RNA | PrThr | Pt | Nph | Ord | Non-probe.amp.tar | 20220727 | 2.68
BioFire Diagnostics | BioFire Respiratory Panel 2.1 (RP2.1)*@ | Severe Acute Respiratory Syndrome Coronavirus 2 (SARS-CoV-2) | Nasopharyngeal Swab (258500001^Nasopharyngeal swab^SCT) | SARS-CoV-2 Detected (260373001^Detected^SCT) SARS-CoV-2 Not detected (260415000^Not Detected^SCT) | 94565-9 | SARS-CoV-2 (COVID19) RNA [Presence] in Nasopharynx by NAA with non-probe detection | 82159-5 | Respiratory pathogens DNA and RNA panel - Nasopharynx by NAA with non-probe detection |  | PCR_COV2 |  | BioFire Respiratory Panel 2.1 (RP2.1)_BioFire Diagnostics, LLC | EUA | FilmArray 2.0 System_BioFire | MNI | SARS coronavirus 2 RNA | PrThr | Pt | Nph | Ord | Non-probe.amp.tar | 20220727 | 2.68
BioFire Diagnostics, LLC | BioFire Respiratory Panel 2.1-EZ (RP2.1-EZ)* | SARS-CoV-2 Result | nasopharyngeal swabs (NPS) (258500001^Nasopharyngeal swab^SCT) | Detected (260373001^Detected^SCT) Not Detected (260415000^Not Detected^SCT) Failed/Invalid (455371000124106^Invalid result^SCT or 125154007^Specimen unsatisfactory for evaluation^SCT) | 94565-9 | SARS-CoV-2 (COVID-19) RNA [Presence] in Nasopharynx by NAA with non-probe detection | 82159-5 | Respiratory pathogens DNA and RNA panel - Nasopharynx by NAA with non-probe detection |  |  |  | BioFire Respiratory Panel 2.1-EZ (RP2.1-EZ)_BioFire Diagnostics, LLC | EUA | FilmArray 2.0 System_BioFire | MNI | SARS coronavirus 2 RNA | PrThr | Pt | Nph | Ord | Non-probe.amp.tar | 20201021 | 2.68
BioFire Diagnostics, LLC | BioFire Respiratory Panel 2.1-EZ (RP2.1-EZ)* | Adenovirus Result | nasopharyngeal swabs (NPS) (258500001^Nasopharyngeal swab^SCT) | Detected (260373001^Detected^SCT) Not detected (260415000^Not Detected^SCT) Failed/Invalid (455371000124106^Invalid result^SCT or 125154007^Specimen unsatisfactory for evaluation^SCT) | 82160-3 | Adenovirus DNA [Presence] in Nasopharynx by NAA with non-probe detection | 82159-5 | Respiratory pathogens DNA and RNA panel - Nasopharynx by NAA with non-probe detection |  |  |  | BioFire Respiratory Panel 2.1-EZ (RP2.1-EZ)_BioFire Diagnostics, LLC | EUA | FilmArray 2.0 System_BioFire | MNI | Adenovirus DNA | PrThr | Pt | Nph | Ord | Non-probe.amp.tar | 20201021 | 2.68
BioFire Diagnostics, LLC | BioFire Respiratory Panel 2.1-EZ (RP2.1-EZ)* | Coronavirus 229E Result | nasopharyngeal swabs (NPS) (258500001^Nasopharyngeal swab^SCT) | Detected (260373001^Detected^SCT) Not detected (260415000^Not Detected^SCT) Failed/Invalid (455371000124106^Invalid result^SCT or 125154007^Specimen unsatisfactory for evaluation^SCT) | 82163-7 | Human coronavirus 229E RNA [Presence] in Nasopharynx by NAA with non-probe detection | 82159-5 | Respiratory pathogens DNA and RNA panel - Nasopharynx by NAA with non-probe detection |  |  |  | BioFire Respiratory Panel 2.1-EZ (RP2.1-EZ)_BioFire Diagnostics, LLC | EUA | FilmArray 2.0 System_BioFire | MNI | Human coronavirus 229E RNA | PrThr | Pt | Nph | Ord | Non-probe.amp.tar | 20201021 | 2.68
BioFire Diagnostics, LLC | BioFire Respiratory Panel 2.1-EZ (RP2.1-EZ)* | Coronavirus HKU1 Result | nasopharyngeal swabs (NPS) (258500001^Nasopharyngeal swab^SCT) | Detected (260373001^Detected^SCT) Not detected (260415000^Not Detected^SCT) Failed/Invalid (455371000124106^Invalid result^SCT or 125154007^Specimen unsatisfactory for evaluation^SCT) | 82161-1 | Human coronavirus HKU1 RNA [Presence] in Nasopharynx by NAA with non-probe detection | 82159-5 | Respiratory pathogens DNA and RNA panel - Nasopharynx by NAA with non-probe detection |  |  |  | BioFire Respiratory Panel 2.1-EZ (RP2.1-EZ)_BioFire Diagnostics, LLC | EUA | FilmArray 2.0 System_BioFire | MNI | Human coronavirus HKU1 RNA | PrThr | Pt | Nph | Ord | Non-probe.amp.tar | 20201021 | 2.68
BioFire Diagnostics, LLC | BioFire Respiratory Panel 2.1-EZ (RP2.1-EZ)* | Coronavirus NL63 Result | nasopharyngeal swabs (NPS) (258500001^Nasopharyngeal swab^SCT) | Detected (260373001^Detected^SCT) Not detected (260415000^Not Detected^SCT) Failed/Invalid (455371000124106^Invalid result^SCT or 125154007^Specimen unsatisfactory for evaluation^SCT) | 82162-9 | Human coronavirus NL63 RNA [Presence] in Nasopharynx by NAA with non-probe detection | 82159-5 | Respiratory pathogens DNA and RNA panel - Nasopharynx by NAA with non-probe detection |  |  |  | BioFire Respiratory Panel 2.1-EZ (RP2.1-EZ)_BioFire Diagnostics, LLC | EUA | FilmArray 2.0 System_BioFire | MNI | Human coronavirus NL63 RNA | PrThr | Pt | Nph | Ord | Non-probe.amp.tar | 20201021 | 2.68
BioFire Diagnostics, LLC | BioFire Respiratory Panel 2.1-EZ (RP2.1-EZ)* | Coronavirus OC43 Result | nasopharyngeal swabs (NPS) (258500001^Nasopharyngeal swab^SCT) | Detected (260373001^Detected^SCT) Not detected (260415000^Not Detected^SCT) Failed/Invalid (455371000124106^Invalid result^SCT or 125154007^Specimen unsatisfactory for evaluation^SCT) | 82164-5 | Human coronavirus OC43 RNA [Presence] in Nasopharynx by NAA with non-probe detection | 82159-5 | Respiratory pathogens DNA and RNA panel - Nasopharynx by NAA with non-probe detection |  |  |  | BioFire Respiratory Panel 2.1-EZ (RP2.1-EZ)_BioFire Diagnostics, LLC | EUA | FilmArray 2.0 System_BioFire | MNI | Human coronavirus OC43 RNA | PrThr | Pt | Nph | Ord | Non-probe.amp.tar | 20201021 | 2.68
BioFire Diagnostics, LLC | BioFire Respiratory Panel 2.1-EZ (RP2.1-EZ)* | Human Metapneumovirus Result | nasopharyngeal swabs (NPS) (258500001^Nasopharyngeal swab^SCT) | Detected (260373001^Detected^SCT) Not detected (260415000^Not Detected^SCT) Failed/Invalid (455371000124106^Invalid result^SCT or 125154007^Specimen unsatisfactory for evaluation^SCT) | 82165-2 | Human metapneumovirus RNA [Presence] in Nasopharynx by NAA with non-probe detection | 82159-5 | Respiratory pathogens DNA and RNA panel - Nasopharynx by NAA with non-probe detection |  |  |  | BioFire Respiratory Panel 2.1-EZ (RP2.1-EZ)_BioFire Diagnostics, LLC | EUA | FilmArray 2.0 System_BioFire | MNI | Human metapneumovirus RNA | PrThr | Pt | Nph | Ord | Non-probe.amp.tar | 20201021 | 2.68
BioFire Diagnostics, LLC | BioFire Respiratory Panel 2.1-EZ (RP2.1-EZ)* | Human Rhinovirus/Enterovirus Result | nasopharyngeal swabs (NPS) (258500001^Nasopharyngeal swab^SCT) | Detected (260373001^Detected^SCT) Not detected (260415000^Not Detected^SCT) Failed/Invalid (455371000124106^Invalid result^SCT or 125154007^Specimen unsatisfactory for evaluation^SCT) | 82175-1 | Rhinovirus+Enterovirus RNA [Presence] in Nasopharynx by NAA with non-probe detection | 82159-5 | Respiratory pathogens DNA and RNA panel - Nasopharynx by NAA with non-probe detection |  |  |  | BioFire Respiratory Panel 2.1-EZ (RP2.1-EZ)_BioFire Diagnostics, LLC | EUA | FilmArray 2.0 System_BioFire | MNI | Rhinovirus+Enterovirus RNA | PrThr | Pt | Nph | Ord | Non-probe.amp.tar | 20201021 | 2.68
BioFire Diagnostics, LLC | BioFire Respiratory Panel 2.1-EZ (RP2.1-EZ)* | Influenza A Result | nasopharyngeal swabs (NPS) (258500001^Nasopharyngeal swab^SCT) | Influenza A (no subtype detected) (260373001^Detected^SCT) Not detected (260415000^Not Detected^SCT) Failed/Invalid (455371000124106^Invalid result^SCT or 125154007^Specimen unsatisfactory for evaluation^SCT) Uncertain for Influenza A (82334004^Indeterminate^SCT) | 82166-0 | Influenza virus A RNA [Presence] in Nasopharynx by NAA with non-probe detection | 82159-5 | Respiratory pathogens DNA and RNA panel - Nasopharynx by NAA with non-probe detection |  |  |  | BioFire Respiratory Panel 2.1-EZ (RP2.1-EZ)_BioFire Diagnostics, LLC | EUA | FilmArray 2.0 System_BioFire | MNI | Influenza virus A RNA | PrThr | Pt | Nph | Ord | Non-probe.amp.tar | 20201021 | 2.68
BioFire Diagnostics, LLC | BioFire Respiratory Panel 2.1-EZ (RP2.1-EZ)* | Influenza A H1 Result | nasopharyngeal swabs (NPS) (258500001^Nasopharyngeal swab^SCT) | Detected (260373001^Detected^SCT) Not detected (260415000^Not Detected^SCT) Failed/Invalid (455371000124106^Invalid result^SCT or 125154007^Specimen unsatisfactory for evaluation^SCT) Uncertain for Influenza A H1 (82334004^Indeterminate^SCT) | 82167-8 | Influenza virus A H1 RNA [Presence] in Nasopharynx by NAA with non-probe detection | 82159-5 | Respiratory pathogens DNA and RNA panel - Nasopharynx by NAA with non-probe detection |  |  |  | BioFire Respiratory Panel 2.1-EZ (RP2.1-EZ)_BioFire Diagnostics, LLC | EUA | FilmArray 2.0 System_BioFire | MNI | Influenza virus A H1 RNA | PrThr | Pt | Nph | Ord | Non-probe.amp.tar | 20201021 | 2.68
BioFire Diagnostics, LLC | BioFire Respiratory Panel 2.1-EZ (RP2.1-EZ)* | Influenza A H3 Result | nasopharyngeal swabs (NPS) (258500001^Nasopharyngeal swab^SCT) | Detected (260373001^Detected^SCT) Not detected (260415000^Not Detected^SCT) Failed/Invalid (455371000124106^Invalid result^SCT or 125154007^Specimen unsatisfactory for evaluation^SCT) Uncertain for Influenza A H3 (82334004^Indeterminate^SCT) | 82169-4 | Influenza virus A H3 RNA [Presence] in Nasopharynx by NAA with non-probe detection | 82159-5 | Respiratory pathogens DNA and RNA panel - Nasopharynx by NAA with non-probe detection |  |  |  | BioFire Respiratory Panel 2.1-EZ (RP2.1-EZ)_BioFire Diagnostics, LLC | EUA | FilmArray 2.0 System_BioFire | MNI | Influenza virus A H3 RNA | PrThr | Pt | Nph | Ord | Non-probe.amp.tar | 20201021 | 2.68
BioFire Diagnostics, LLC | BioFire Respiratory Panel 2.1-EZ (RP2.1-EZ)* | Influenza A H1-2009 Result | nasopharyngeal swabs (NPS) (258500001^Nasopharyngeal swab^SCT) | Detected (260373001^Detected^SCT) Not detected (260415000^Not Detected^SCT) Failed/Invalid (455371000124106^Invalid result^SCT or 125154007^Specimen unsatisfactory for evaluation^SCT) Uncertain for Influenza A H1-2009 (82334004^Indeterminate^SCT) | 82168-6 | Influenza virus A H1 2009 pandemic RNA [Presence] in Nasopharynx by NAA with non-probe detection | 82159-5 | Respiratory pathogens DNA and RNA panel - Nasopharynx by NAA with non-probe detection |  |  |  | BioFire Respiratory Panel 2.1-EZ (RP2.1-EZ)_BioFire Diagnostics, LLC | EUA | FilmArray 2.0 System_BioFire | MNI | Influenza virus A H1 2009 pandemic RNA | PrThr | Pt | Nph | Ord | Non-probe.amp.tar | 20201021 | 2.68
BioFire Diagnostics, LLC | BioFire Respiratory Panel 2.1-EZ (RP2.1-EZ)* | Influenza B Result | nasopharyngeal swabs (NPS) (258500001^Nasopharyngeal swab^SCT) | Detected (260373001^Detected^SCT) Not detected (260415000^Not Detected^SCT) Failed/Invalid (455371000124106^Invalid result^SCT or 125154007^Specimen unsatisfactory for evaluation^SCT) | 82170-2 | Influenza virus B RNA [Presence] in Nasopharynx by NAA with non-probe detection | 82159-5 | Respiratory pathogens DNA and RNA panel - Nasopharynx by NAA with non-probe detection |  |  |  | BioFire Respiratory Panel 2.1-EZ (RP2.1-EZ)_BioFire Diagnostics, LLC | EUA | FilmArray 2.0 System_BioFire | MNI | Influenza virus B RNA | PrThr | Pt | Nph | Ord | Non-probe.amp.tar | 20201021 | 2.68
BioFire Diagnostics, LLC | BioFire Respiratory Panel 2.1-EZ (RP2.1-EZ)* | Parainfluenza Virus Result | nasopharyngeal swabs (NPS) (258500001^Nasopharyngeal swab^SCT) | Detected (260373001^Detected^SCT) Not detected (260415000^Not Detected^SCT) Failed/Invalid (455371000124106^Invalid result^SCT or 125154007^Specimen unsatisfactory for evaluation^SCT) | 88890-9 | Parainfluenza virus 1+2+3+4 RNA [Presence] in Nasopharynx by NAA with non-probe detection | 82159-5 | Respiratory pathogens DNA and RNA panel - Nasopharynx by NAA with non-probe detection |  |  |  | BioFire Respiratory Panel 2.1-EZ (RP2.1-EZ)_BioFire Diagnostics, LLC | EUA | FilmArray 2.0 System_BioFire | MNI | Parainfluenza virus 1+2+3+4 RNA | PrThr | Pt | Nph | Ord | Non-probe.amp.tar | 20201021 | 2.68
BioFire Diagnostics, LLC | BioFire Respiratory Panel 2.1-EZ (RP2.1-EZ)* | Respiratory Syncytial Virus Result | nasopharyngeal swabs (NPS) (258500001^Nasopharyngeal swab^SCT) | Detected (260373001^Detected^SCT) Not detected (260415000^Not Detected^SCT) Failed/Invalid (455371000124106^Invalid result^SCT or 125154007^Specimen unsatisfactory for evaluation^SCT) | 82176-9 | Respiratory syncytial virus RNA [Presence] in Nasopharynx by NAA with non-probe detection | 82159-5 | Respiratory pathogens DNA and RNA panel - Nasopharynx by NAA with non-probe detection |  |  |  | BioFire Respiratory Panel 2.1-EZ (RP2.1-EZ)_BioFire Diagnostics, LLC | EUA | FilmArray 2.0 System_BioFire | MNI | Respiratory syncytial virus RNA | PrThr | Pt | Nph | Ord | Non-probe.amp.tar | 20201021 | 2.68
BioFire Diagnostics, LLC | BioFire Respiratory Panel 2.1-EZ (RP2.1-EZ)* | Bordetella parapertussis Result | nasopharyngeal swabs (NPS) (258500001^Nasopharyngeal swab^SCT) | Detected (260373001^Detected^SCT) Not detected (260415000^Not Detected^SCT) Failed/Invalid (455371000124106^Invalid result^SCT or 125154007^Specimen unsatisfactory for evaluation^SCT) | 87621-9 | Bordetella parapertussis IS1001 DNA [Presence] in Nasopharynx by NAA with non-probe detection | 82159-5 | Respiratory pathogens DNA and RNA panel - Nasopharynx by NAA with non-probe detection |  |  |  | BioFire Respiratory Panel 2.1-EZ (RP2.1-EZ)_BioFire Diagnostics, LLC | EUA | FilmArray 2.0 System_BioFire | MNI | Bordetella parapertussis IS1001 DNA | PrThr | Pt | Nph | Ord | Non-probe.amp.tar | 20201021 | 2.68
BioFire Diagnostics, LLC | BioFire Respiratory Panel 2.1-EZ (RP2.1-EZ)* | Bordetella pertussis Result | nasopharyngeal swabs (NPS) (258500001^Nasopharyngeal swab^SCT) | Detected (260373001^Detected^SCT) Not detected (260415000^Not Detected^SCT) Failed/Invalid (455371000124106^Invalid result^SCT or 125154007^Specimen unsatisfactory for evaluation^SCT) | 82179-3 | Bordetella pertussis.pertussis toxin promoter region [Presence] in Nasopharynx by NAA with non-probe detection | 82159-5 | Respiratory pathogens DNA and RNA panel - Nasopharynx by NAA with non-probe detection |  |  |  | BioFire Respiratory Panel 2.1-EZ (RP2.1-EZ)_BioFire Diagnostics, LLC | EUA | FilmArray 2.0 System_BioFire | MNI | Bordetella pertussis.pertussis toxin promoter region | PrThr | Pt | Nph | Ord | Non-probe.amp.tar | 20201021 | 2.68
BioFire Diagnostics, LLC | BioFire Respiratory Panel 2.1-EZ (RP2.1-EZ)* | Chlamydia pneumoniae Result | nasopharyngeal swabs (NPS) (258500001^Nasopharyngeal swab^SCT) | Detected (260373001^Detected^SCT) Not detected (260415000^Not Detected^SCT) Failed/Invalid (455371000124106^Invalid result^SCT or 125154007^Specimen unsatisfactory for evaluation^SCT) | 82178-5 | Chlamydophila pneumoniae DNA [Presence] in Nasopharynx by NAA with non-probe detection | 82159-5 | Respiratory pathogens DNA and RNA panel - Nasopharynx by NAA with non-probe detection |  |  |  | BioFire Respiratory Panel 2.1-EZ (RP2.1-EZ)_BioFire Diagnostics, LLC | EUA | FilmArray 2.0 System_BioFire | MNI | Chlamydophila pneumoniae DNA | PrThr | Pt | Nph | Ord | Non-probe.amp.tar | 20201021 | 2.68
BioFire Diagnostics, LLC | BioFire Respiratory Panel 2.1-EZ (RP2.1-EZ)* | Mycoplasma pneumoniae Result | nasopharyngeal swabs (NPS) (258500001^Nasopharyngeal swab^SCT) | Detected (260373001^Detected^SCT) Not detected (260415000^Not Detected^SCT) Failed/Invalid (455371000124106^Invalid result^SCT or 125154007^Specimen unsatisfactory for evaluation^SCT) | 82177-7 | Mycoplasma pneumoniae DNA [Presence] in Nasopharynx by NAA with non-probe detection | 82159-5 | Respiratory pathogens DNA and RNA panel - Nasopharynx by NAA with non-probe detection |  |  |  | BioFire Respiratory Panel 2.1-EZ (RP2.1-EZ)_BioFire Diagnostics, LLC | EUA | FilmArray 2.0 System_BioFire | MNI | Mycoplasma pneumoniae DNA | PrThr | Pt | Nph | Ord | Non-probe.amp.tar | 20201021 | 2.68
BioFire Diagnostics, LLC | BIOFIRE SPOTFIRE Respiratory (R) Panel Mini | Coronavirus SARS-CoV-2 | nasopharyngeal swabs (NPS) (258500001^Nasopharyngeal swab^SCT) | Positive (260373001^Detected^SCT) Negative (260415000^Not detected^SCT) Invalid (455371000124106^Invalid result^SCT or 125154007^Specimen unsatisfactory for evaluation^SCT) | 94565-9 | SARS-CoV-2 (COVID-19) RNA [Presence] in Nasopharynx by NAA with non-probe detection | 82159-5 | Respiratory pathogens DNA and RNA panel - Nasopharynx by NAA with non-probe detection |  | RMNx01001 |  | 00815381020765 | DIT | BIOFIRE SPOTFIRE system_BioFire | MNI | SARS coronavirus 2 RNA | PrThr | Pt | Nph | Ord | Non-probe.amp.tar | 20231004 | 2.74
BioFire Diagnostics, LLC | BIOFIRE SPOTFIRE Respiratory (R) Panel Mini | Human rhinovirus | nasopharyngeal swabs (NPS) (258500001^Nasopharyngeal swab^SCT) | Positive (260373001^Detected^SCT) Negative (260415000^Not detected^SCT) Invalid (455371000124106^Invalid result^SCT or 125154007^Specimen unsatisfactory for evaluation^SCT) | 103559-1 | Rhinovirus RNA [Presence] in Nasopharynx by NAA with non-probe detection | 82159-5 | Respiratory pathogens DNA and RNA panel - Nasopharynx by NAA with non-probe detection |  | RMNx01002 |  | 00815381020765 | DIT | BIOFIRE SPOTFIRE system_BioFire | MNI | Rhinovirus RNA | PrThr | Pt | Nph | Ord | Non-probe.amp.tar | 20231103 | pre-2.77
BioFire Diagnostics, LLC | BIOFIRE SPOTFIRE Respiratory (R) Panel Mini | Influenza A virus | nasopharyngeal swabs (NPS) (258500001^Nasopharyngeal swab^SCT) | Positive (260373001^Detected^SCT) Negative (260415000^Not detected^SCT) Uncertain for Influenza A (455371000124106^Invalid result^SCT or 125154007^Specimen unsatisfactory for evaluation^SCT) | 82166-0 | Influenza virus A RNA [Presence] in Nasopharynx by NAA with non-probe detection | 82159-5 | Respiratory pathogens DNA and RNA panel - Nasopharynx by NAA with non-probe detection |  | RMNx01003 |  | 00815381020765 | DIT | BIOFIRE SPOTFIRE system_BioFire | MNI | Influenza virus A RNA | PrThr | Pt | Nph | Ord | Non-probe.amp.tar | 20231004 | 2.74
BioFire Diagnostics, LLC | BIOFIRE SPOTFIRE Respiratory (R) Panel Mini | Influenza B virus | nasopharyngeal swabs (NPS) (258500001^Nasopharyngeal swab^SCT) | Positive (260373001^Detected^SCT) Negative (260415000^Not detected^SCT) Invalid (455371000124106^Invalid result^SCT or 125154007^Specimen unsatisfactory for evaluation^SCT) | 82170-2 | Influenza virus B RNA [Presence] in Nasopharynx by NAA with non-probe detection | 82159-5 | Respiratory pathogens DNA and RNA panel - Nasopharynx by NAA with non-probe detection |  | RMNx01004 |  | 00815381020765 | DIT | BIOFIRE SPOTFIRE system_BioFire | MNI | Influenza virus B RNA | PrThr | Pt | Nph | Ord | Non-probe.amp.tar | 20231004 | 2.74
BioFire Diagnostics, LLC | BIOFIRE SPOTFIRE Respiratory (R) Panel Mini | Respiratory syncytial virus | nasopharyngeal swabs (NPS) (258500001^Nasopharyngeal swab^SCT) | Positive (260373001^Detected^SCT) Negative (260415000^Not detected^SCT) Invalid (455371000124106^Invalid result^SCT or 125154007^Specimen unsatisfactory for evaluation^SCT) | 82176-9 | Respiratory syncytial virus RNA [Presence] in Nasopharynx by NAA with non-probe detection | 82159-5 | Respiratory pathogens DNA and RNA panel - Nasopharynx by NAA with non-probe detection |  | RMNx01005 |  | 00815381020765 | DIT | BIOFIRE SPOTFIRE system_BioFire | MNI | Respiratory syncytial virus RNA | PrThr | Pt | Nph | Ord | Non-probe.amp.tar | 20231004 | 2.74
BioFire Diagnostics, LLC | BIOFIRE SPOTFIRE Respiratory (R) Panel | Adenovirus | nasopharyngeal swabs (NPS) (258500001^Nasopharyngeal swab^SCT) | Positive (260373001^Detected^SCT) Negative (260415000^Not detected^SCT) Invalid (455371000124106^Invalid result^SCT or 125154007^Specimen unsatisfactory for evaluation^SCT) | 82160-3 | Adenovirus DNA [Presence] in Nasopharynx by NAA with non-probe detection | 82159-5 | Respiratory pathogens DNA and RNA panel - Nasopharynx by NAA with non-probe detection |  | RPx01001 |  | 00815381020659 | DIT | BIOFIRE SPOTFIRE system_BioFire | MNI | Adenovirus DNA | PrThr | Pt | Nph | Ord | Non-probe.amp.tar | 20231004 | 2.74
BioFire Diagnostics, LLC | BIOFIRE SPOTFIRE Respiratory (R) Panel | Coronovirus (seasonal) | nasopharyngeal swabs (NPS) (258500001^Nasopharyngeal swab^SCT) | Positive (260373001^Detected^SCT) Negative (260415000^Not detected^SCT) Invalid (455371000124106^Invalid result^SCT or 125154007^Specimen unsatisfactory for evaluation^SCT) | 88891-7 | Human coronavirus 229E+HKU1+NL63+OC43 RNA [Presence] in Nasopharynx by NAA with non-probe detection | 82159-5 | Respiratory pathogens DNA and RNA panel - Nasopharynx by NAA with non-probe detection |  | RPx01003 |  | 00815381020659 | DIT | BIOFIRE SPOTFIRE system_BioFire | MNI | Human coronavirus 229E+HKU1+NL63+OC43 RNA | PrThr | Pt | Nph | Ord | Non-probe.amp.tar | 20231004 | 2.74
BioFire Diagnostics, LLC | BIOFIRE SPOTFIRE Respiratory (R) Panel | Coronovirus SARS-CoV-2 | nasopharyngeal swabs (NPS) (258500001^Nasopharyngeal swab^SCT) | Positive (260373001^Detected^SCT) Negative (260415000^Not detected^SCT) Invalid (455371000124106^Invalid result^SCT or 125154007^Specimen unsatisfactory for evaluation^SCT) | 94565-9 | SARS-CoV-2 (COVID-19) RNA [Presence] in Nasopharynx by NAA with non-probe detection | 82159-5 | Respiratory pathogens DNA and RNA panel - Nasopharynx by NAA with non-probe detection |  | RPx01002 |  | 00815381020659 | DIT | BIOFIRE SPOTFIRE system_BioFire | MNI | SARS coronavirus 2 RNA | PrThr | Pt | Nph | Ord | Non-probe.amp.tar | 20231004 | 2.74
BioFire Diagnostics, LLC | BIOFIRE SPOTFIRE Respiratory (R) Panel | Human metapneumovirus | nasopharyngeal swabs (NPS) (258500001^Nasopharyngeal swab^SCT) | Positive (260373001^Detected^SCT) Negative (260415000^Not detected^SCT) Invalid (455371000124106^Invalid result^SCT or 125154007^Specimen unsatisfactory for evaluation^SCT) | 82165-2 | Human metapneumovirus RNA [Presence] in Nasopharynx by NAA with non-probe detection | 82159-5 | Respiratory pathogens DNA and RNA panel - Nasopharynx by NAA with non-probe detection |  | RPx01004 |  | 00815381020659 | DIT | BIOFIRE SPOTFIRE system_BioFire | MNI | Human metapneumovirus RNA | PrThr | Pt | Nph | Ord | Non-probe.amp.tar | 20231004 | 2.74
BioFire Diagnostics, LLC | BIOFIRE SPOTFIRE Respiratory (R) Panel | Human rhinovirus/enterovirus | nasopharyngeal swabs (NPS) (258500001^Nasopharyngeal swab^SCT) | Positive (260373001^Detected^SCT) Negative (260415000^Not detected^SCT) Invalid (455371000124106^Invalid result^SCT or 125154007^Specimen unsatisfactory for evaluation^SCT) | 82175-1 | Rhinovirus+Enterovirus RNA [Presence] in Nasopharynx by NAA with non-probe detection | 82159-5 | Respiratory pathogens DNA and RNA panel - Nasopharynx by NAA with non-probe detection |  | RPx01005 |  | 00815381020659 | DIT | BIOFIRE SPOTFIRE system_BioFire | MNI | Rhinovirus+Enterovirus RNA | PrThr | Pt | Nph | Ord | Non-probe.amp.tar | 20231004 | 2.74
BioFire Diagnostics, LLC | BIOFIRE SPOTFIRE Respiratory (R) Panel | Influenza A virus | nasopharyngeal swabs (NPS) (258500001^Nasopharyngeal swab^SCT) | Positive (260373001^Detected^SCT) Negative (260415000^Not detected^SCT) Uncertain for Influenza A (455371000124106^Invalid result^SCT or 125154007^Specimen unsatisfactory for evaluation^SCT) | 82166-0 | Influenza virus A RNA [Presence] in Nasopharynx by NAA with non-probe detection | 82159-5 | Respiratory pathogens DNA and RNA panel - Nasopharynx by NAA with non-probe detection |  | RPx01006 |  | 00815381020659 | DIT | BIOFIRE SPOTFIRE system_BioFire | MNI | Influenza virus A RNA | PrThr | Pt | Nph | Ord | Non-probe.amp.tar | 20231004 | 2.74
BioFire Diagnostics, LLC | BIOFIRE SPOTFIRE Respiratory (R) Panel | Influenza A virus A/H1-2009 | nasopharyngeal swabs (NPS) (258500001^Nasopharyngeal swab^SCT) | Positive (260373001^Detected^SCT) Negative (260415000^Not detected^SCT) Uncertain for Influenza A/H1-2009 (455371000124106^Invalid result^SCT or 125154007^Specimen unsatisfactory for evaluation^SCT) | 82168-6 | Influenza virus A H1 2009 pandemic RNA [Presence] in Nasopharynx by NAA with non-probe detection | 82159-5 | Respiratory pathogens DNA and RNA panel - Nasopharynx by NAA with non-probe detection |  | RPx01007 |  | 00815381020659 | DIT | BIOFIRE SPOTFIRE system_BioFire | MNI | Influenza virus A H1 2009 pandemic RNA | PrThr | Pt | Nph | Ord | Non-probe.amp.tar | 20231004 | 2.74
BioFire Diagnostics, LLC | BIOFIRE SPOTFIRE Respiratory (R) Panel | Influenza A virus A/H3 | nasopharyngeal swabs (NPS) (258500001^Nasopharyngeal swab^SCT) | Positive (260373001^Detected^SCT) Negative (260415000^Not detected^SCT) Uncertain for Influenza A/H3 (455371000124106^Invalid result^SCT or 125154007^Specimen unsatisfactory for evaluation^SCT) | 82169-4 | Influenza virus A H3 RNA [Presence] in Nasopharynx by NAA with non-probe detection | 82159-5 | Respiratory pathogens DNA and RNA panel - Nasopharynx by NAA with non-probe detection |  | RPx01008 |  | 00815381020659 | DIT | BIOFIRE SPOTFIRE system_BioFire | MNI | Influenza virus A H3 RNA | PrThr | Pt | Nph | Ord | Non-probe.amp.tar | 20231004 | 2.74
BioFire Diagnostics, LLC | BIOFIRE SPOTFIRE Respiratory (R) Panel | Influenza B virus | nasopharyngeal swabs (NPS) (258500001^Nasopharyngeal swab^SCT) | Positive (260373001^Detected^SCT) Negative (260415000^Not detected^SCT) Invalid (455371000124106^Invalid result^SCT or 125154007^Specimen unsatisfactory for evaluation^SCT) | 82170-2 | Influenza virus B RNA [Presence] in Nasopharynx by NAA with non-probe detection | 82159-5 | Respiratory pathogens DNA and RNA panel - Nasopharynx by NAA with non-probe detection |  | RPx01009 |  | 00815381020659 | DIT | BIOFIRE SPOTFIRE system_BioFire | MNI | Influenza virus B RNA | PrThr | Pt | Nph | Ord | Non-probe.amp.tar | 20231004 | 2.74
BioFire Diagnostics, LLC | BIOFIRE SPOTFIRE Respiratory (R) Panel | Parainfluenza virus | nasopharyngeal swabs (NPS) (258500001^Nasopharyngeal swab^SCT) | Positive (260373001^Detected^SCT) Negative (260415000^Not detected^SCT) Invalid (455371000124106^Invalid result^SCT or 125154007^Specimen unsatisfactory for evaluation^SCT) | 88890-9 | Parainfluenza virus 1+2+3+4 RNA [Presence] in Nasopharynx by NAA with non-probe detection | 82159-5 | Respiratory pathogens DNA and RNA panel - Nasopharynx by NAA with non-probe detection |  | RPx01010 |  | 00815381020659 | DIT | BIOFIRE SPOTFIRE system_BioFire | MNI | Parainfluenza virus 1+2+3+4 RNA | PrThr | Pt | Nph | Ord | Non-probe.amp.tar | 20231004 | 2.74
BioFire Diagnostics, LLC | BIOFIRE SPOTFIRE Respiratory (R) Panel | Respiratory syncytial virus | nasopharyngeal swabs (NPS) (258500001^Nasopharyngeal swab^SCT) | Positive (260373001^Detected^SCT) Negative (260415000^Not detected^SCT) Invalid (455371000124106^Invalid result^SCT or 125154007^Specimen unsatisfactory for evaluation^SCT) | 82176-9 | Respiratory syncytial virus RNA [Presence] in Nasopharynx by NAA with non-probe detection | 82159-5 | Respiratory pathogens DNA and RNA panel - Nasopharynx by NAA with non-probe detection |  | RPx01011 |  | 00815381020659 | DIT | BIOFIRE SPOTFIRE system_BioFire | MNI | Respiratory syncytial virus RNA | PrThr | Pt | Nph | Ord | Non-probe.amp.tar | 20231004 | 2.74
BioFire Diagnostics, LLC | BIOFIRE SPOTFIRE Respiratory (R) Panel | Bordetella parapertussis | nasopharyngeal swabs (NPS) (258500001^Nasopharyngeal swab^SCT) | Positive (260373001^Detected^SCT) Negative (260415000^Not detected^SCT) Invalid (455371000124106^Invalid result^SCT or 125154007^Specimen unsatisfactory for evaluation^SCT) | 87621-9 | Bordetella parapertussis IS1001 DNA [Presence] in Nasopharynx by NAA with non-probe detection | 82159-5 | Respiratory pathogens DNA and RNA panel - Nasopharynx by NAA with non-probe detection |  | RPx02001 |  | 00815381020659 | DIT | BIOFIRE SPOTFIRE system_BioFire | MNI | Bordetella parapertussis IS1001 DNA | PrThr | Pt | Nph | Ord | Non-probe.amp.tar | 20231004 | 2.74
BioFire Diagnostics, LLC | BIOFIRE SPOTFIRE Respiratory (R) Panel | Bordetella pertussis | nasopharyngeal swabs (NPS) (258500001^Nasopharyngeal swab^SCT) | Positive (260373001^Detected^SCT) Negative (260415000^Not detected^SCT) Invalid (455371000124106^Invalid result^SCT or 125154007^Specimen unsatisfactory for evaluation^SCT) | 101284-8 | Bordetella pertussis DNA [Presence] in Nasopharynx by NAA with non-probe detection | 82159-5 | Respiratory pathogens DNA and RNA panel - Nasopharynx by NAA with non-probe detection |  | RPx02002 |  | 00815381020659 | DIT | BIOFIRE SPOTFIRE system_BioFire | MNI | Bordetella pertussis DNA | PrThr | Pt | Nph | Ord | Non-probe.amp.tar | 20231004 | 2.74
BioFire Diagnostics, LLC | BIOFIRE SPOTFIRE Respiratory (R) Panel | Chlamydia pneumoniae | nasopharyngeal swabs (NPS) (258500001^Nasopharyngeal swab^SCT) | Positive (260373001^Detected^SCT) Negative (260415000^Not detected^SCT) Invalid (455371000124106^Invalid result^SCT or 125154007^Specimen unsatisfactory for evaluation^SCT) | 82178-5 | Chlamydophila pneumoniae DNA [Presence] in Nasopharynx by NAA with non-probe detection | 82159-5 | Respiratory pathogens DNA and RNA panel - Nasopharynx by NAA with non-probe detection |  | RPx02003 |  | 00815381020659 | DIT | BIOFIRE SPOTFIRE system_BioFire | MNI | Chlamydophila pneumoniae DNA | PrThr | Pt | Nph | Ord | Non-probe.amp.tar | 20231004 | 2.74
BioFire Diagnostics, LLC | BIOFIRE SPOTFIRE Respiratory (R) Panel | Mycoplasma pneumoniae | nasopharyngeal swabs (NPS) (258500001^Nasopharyngeal swab^SCT) | Positive (260373001^Detected^SCT) Negative (260415000^Not detected^SCT) Invalid (455371000124106^Invalid result^SCT or 125154007^Specimen unsatisfactory for evaluation^SCT) | 82177-7 | Mycoplasma pneumoniae DNA [Presence] in Nasopharynx by NAA with non-probe detection | 82159-5 | Respiratory pathogens DNA and RNA panel - Nasopharynx by NAA with non-probe detection |  | RPx02004 |  | 00815381020659 | DIT | BIOFIRE SPOTFIRE system_BioFire | MNI | Mycoplasma pneumoniae DNA | PrThr | Pt | Nph | Ord | Non-probe.amp.tar | 20231004 | 2.74
BioGX, Inc. | BioGX Xfree COVID-19 Direct RT-PCR* | SARS-CoV-2 RNA Results | nasopharyngeal swab (258500001^Nasopharyngeal swab^SCT) anterior nasal swab (697989009^Anterior nares swab^SCT) mid-turbinate swab (1293160008^Swab from middle region of inferior nasal meatus^SCT) oropharyngeal swab (258529004^Throat swab^SCT) nasopharyngeal wash/aspirate (433871000124101^Nasal washings^SCT or 429931000124105^Nasal aspirate specimen^SCT) nasal aspirate (429931000124105^Nasal aspirate specimen^SCT) combined NP/OP swab (433801000124107^Nasopharyngeal and oropharyngeal swab^SCT) | SARS-CoV-2 POSITIVE (260373001^Detected^SCT) SARS-CoV-2 NEGATIVE (260415000^Not Detected^SCT) Indeterminate (82334004^Indeterminate^SCT) | 94756-4 | SARS-CoV-2 (COVID-19) N gene [Presence] in Respiratory specimen by Nucleic acid amplification using CDC primer-probe set N1 | 94756-4 | SARS-CoV-2 (COVID-19) N gene [Presence] in Respiratory specimen by Nucleic acid amplification using CDC primer-probe set N1 |  |  |  | BioGX Xfree COVID-19 Direct RT-PCR_BioGX, Inc. | EUA | 10190302015592 | DII | SARS coronavirus 2 N gene | PrThr | Pt | Respiratory | Ord | Probe.amp.tar.CDC primer-probe set N1 | 20210707 | 2.69
BioGX, Inc. | BioGX Xfree COVID-19 Direct RT-PCR* | SARS-CoV-2 RNA Results | nasopharyngeal swab (258500001^Nasopharyngeal swab^SCT) anterior nasal swab (697989009^Anterior nares swab^SCT) mid-turbinate swab (1293160008^Swab from middle region of inferior nasal meatus^SCT) oropharyngeal swab (258529004^Throat swab^SCT) nasopharyngeal wash/aspirate (433871000124101^Nasal washings^SCT or 429931000124105^Nasal aspirate specimen^SCT) nasal aspirate (429931000124105^Nasal aspirate specimen^SCT) combined NP/OP swab (433801000124107^Nasopharyngeal and oropharyngeal swab^SCT) | SARS-CoV-2 POSITIVE (260373001^Detected^SCT) SARS-CoV-2 NEGATIVE (260415000^Not Detected^SCT) Indeterminate (82334004^Indeterminate^SCT) | 94756-4 | SARS-CoV-2 (COVID-19) N gene [Presence] in Respiratory specimen by Nucleic acid amplification using CDC primer-probe set N1 | 94756-4 | SARS-CoV-2 (COVID-19) N gene [Presence] in Respiratory specimen by Nucleic acid amplification using CDC primer-probe set N1 |  |  |  | BioGX Xfree COVID-19 Direct RT-PCR_BioGX, Inc. | EUA | 10190302000222 | DII | SARS coronavirus 2 N gene | PrThr | Pt | Respiratory | Ord | Probe.amp.tar.CDC primer-probe set N1 | 20210707 | 2.69
BioGX, Inc. | BioGX Xfree COVID-19 Direct RT-PCR* | SARS-CoV-2 RNA Results | nasopharyngeal swab (258500001^Nasopharyngeal swab^SCT) anterior nasal swab (697989009^Anterior nares swab^SCT) mid-turbinate swab (1293160008^Swab from middle region of inferior nasal meatus^SCT) oropharyngeal swab (258529004^Throat swab^SCT) nasopharyngeal wash/aspirate (433871000124101^Nasal washings^SCT or 429931000124105^Nasal aspirate specimen^SCT) nasal aspirate (429931000124105^Nasal aspirate specimen^SCT) combined NP/OP swab (433801000124107^Nasopharyngeal and oropharyngeal swab^SCT) | SARS-CoV-2 POSITIVE (260373001^Detected^SCT) SARS-CoV-2 NEGATIVE (260415000^Not Detected^SCT) Indeterminate (82334004^Indeterminate^SCT) | 94756-4 | SARS-CoV-2 (COVID-19) N gene [Presence] in Respiratory specimen by Nucleic acid amplification using CDC primer-probe set N1 | 94756-4 | SARS-CoV-2 (COVID-19) N gene [Presence] in Respiratory specimen by Nucleic acid amplification using CDC primer-probe set N1 |  |  |  | BioGX Xfree COVID-19 Direct RT-PCR_BioGX, Inc. | EUA | CFX384 Touch Real-Time PCR_BioRad | MNI | SARS coronavirus 2 N gene | PrThr | Pt | Respiratory | Ord | Probe.amp.tar.CDC primer-probe set N1 | 20210707 | 2.69
BioGX, Inc. | BioGX Xfree COVID-19 Direct RT-PCR* | SARS-CoV-2 RNA Results | nasopharyngeal swab (258500001^Nasopharyngeal swab^SCT) anterior nasal swab (697989009^Anterior nares swab^SCT) mid-turbinate swab (1293160008^Swab from middle region of inferior nasal meatus^SCT) oropharyngeal swab (258529004^Throat swab^SCT) nasopharyngeal wash/aspirate (433871000124101^Nasal washings^SCT or 429931000124105^Nasal aspirate specimen^SCT) nasal aspirate (429931000124105^Nasal aspirate specimen^SCT) combined NP/OP swab (433801000124107^Nasopharyngeal and oropharyngeal swab^SCT) | SARS-CoV-2 POSITIVE (260373001^Detected^SCT) SARS-CoV-2 NEGATIVE (260415000^Not Detected^SCT) Indeterminate (82334004^Indeterminate^SCT) | 94756-4 | SARS-CoV-2 (COVID-19) N gene [Presence] in Respiratory specimen by Nucleic acid amplification using CDC primer-probe set N1 | 94756-4 | SARS-CoV-2 (COVID-19) N gene [Presence] in Respiratory specimen by Nucleic acid amplification using CDC primer-probe set N1 |  |  |  | BioGX Xfree COVID-19 Direct RT-PCR_BioGX, Inc. | EUA | CFX96 Touch Real-Time PCR System_BioRad | MNI | SARS coronavirus 2 N gene | PrThr | Pt | Respiratory | Ord | Probe.amp.tar.CDC primer-probe set N1 | 20210707 | 2.69
BioGX, Inc. | BioGX Xfree COVID-19 Direct RT-PCR* | SARS-CoV-2 RNA Results | nasopharyngeal swab (258500001^Nasopharyngeal swab^SCT) anterior nasal swab (697989009^Anterior nares swab^SCT) mid-turbinate swab (1293160008^Swab from middle region of inferior nasal meatus^SCT) oropharyngeal swab (258529004^Throat swab^SCT) nasopharyngeal wash/aspirate (433871000124101^Nasal washings^SCT or 429931000124105^Nasal aspirate specimen^SCT) nasal aspirate (429931000124105^Nasal aspirate specimen^SCT) combined NP/OP swab (433801000124107^Nasopharyngeal and oropharyngeal swab^SCT) | SARS-CoV-2 POSITIVE (260373001^Detected^SCT) SARS-CoV-2 NEGATIVE (260415000^Not Detected^SCT) Indeterminate (82334004^Indeterminate^SCT) | 94756-4 | SARS-CoV-2 (COVID-19) N gene [Presence] in Respiratory specimen by Nucleic acid amplification using CDC primer-probe set N1 | 94756-4 | SARS-CoV-2 (COVID-19) N gene [Presence] in Respiratory specimen by Nucleic acid amplification using CDC primer-probe set N1 |  |  |  | BioGX Xfree COVID-19 Direct RT-PCR_BioGX, Inc. | EUA | BioGX pixl.16 Platform_BioGX | MNI | SARS coronavirus 2 N gene | PrThr | Pt | Respiratory | Ord | Probe.amp.tar.CDC primer-probe set N1 | 20221109 | 2.69
BioGX, Inc. | BioGX Xfree COVID-19 Direct RT-PCR* | SARS-CoV-2 RNA Results | nasopharyngeal swab (258500001^Nasopharyngeal swab^SCT) anterior nasal swab (697989009^Anterior nares swab^SCT) mid-turbinate swab (1293160008^Swab from middle region of inferior nasal meatus^SCT) oropharyngeal swab (258529004^Throat swab^SCT) nasopharyngeal wash/aspirate (433871000124101^Nasal washings^SCT or 429931000124105^Nasal aspirate specimen^SCT) nasal aspirate (429931000124105^Nasal aspirate specimen^SCT) combined NP/OP swab (433801000124107^Nasopharyngeal and oropharyngeal swab^SCT) | SARS-CoV-2 POSITIVE (260373001^Detected^SCT) SARS-CoV-2 NEGATIVE (260415000^Not Detected^SCT) Indeterminate (82334004^Indeterminate^SCT) | 94756-4 | SARS-CoV-2 (COVID-19) N gene [Presence] in Respiratory specimen by Nucleic acid amplification using CDC primer-probe set N1 | 94756-4 | SARS-CoV-2 (COVID-19) N gene [Presence] in Respiratory specimen by Nucleic acid amplification using CDC primer-probe set N1 |  |  |  | BioGX Xfree COVID-19 Direct RT-PCR_BioGX, Inc. | EUA | Mic PCR cycler_Bio Molecular Systems | MNI | SARS coronavirus 2 N gene | PrThr | Pt | Respiratory | Ord | Probe.amp.tar.CDC primer-probe set N1 | 20221109 | 2.69
Biohit Healthcare | SARS-CoV-2 IgM/IgG Antibody Test Kit* | SARS-CoV-2 IgG antibody | serum (119364003^Serum specimen^SCT) plasma (119361006^Plasma specimen^SCT) venous whole blood (122555007^Venous blood specimen^SCT) | Negative (260385009^Negative^SCT) Positive (10828004^Positive^SCT) Invalid result (455371000124106^Invalid result^SCT) | 94507-1 | SARS-CoV-2 (COVID19) IgG Ab [Presence] in Serum, Plasma or Blood by Rapid immunoassay | 94503-0 | SARS-CoV-2 (COVID19) IgG and IgM panel - Serum, Plasma or Blood by Rapid immunoassay | This test is also distributed under the brand name: • ThermoGenesis SARS-CoV-2 IgM/IgG Antibody Test Kit Expect to be reported together with the Rapid IA result for IgM. |  |  | Biohit SARS-CoV-2 IgM/IgG Antibody Test Kit_Biohit Healthcare (Hefei) Co. Ltd. | EUA | No Equipment | NA | SARS coronavirus 2 Ab.IgG | PrThr | Pt | Ser/Plas/Bld | Ord | IA.rapid | 20200623 | 2.68
Biohit Healthcare | SARS-CoV-2 IgM/IgG Antibody Test Kit* | SARS-CoV-2 IgM antibody | serum (119364003^Serum specimen^SCT) plasma (119361006^Plasma specimen^SCT) venous whole blood (122555007^Venous blood specimen^SCT) | Negative (260385009^Negative^SCT) Positive (10828004^Positive^SCT) Invalid result (455371000124106^Invalid result^SCT) | 94508-9 | SARS-CoV-2 (COVID19) IgM Ab [Presence] in Serum, Plasma or Blood by Rapid immunoassay | 94503-0 | SARS-CoV-2 (COVID19) IgG and IgM panel - Serum, Plasma or Blood by Rapid immunoassay | This test is also distributed under the brand name: • ThermoGenesis SARS-CoV-2 IgM/IgG Antibody Test Kit Expect to be reported together with the Rapid IA result for IgG. |  |  | Biohit SARS-CoV-2 IgM/IgG Antibody Test Kit_Biohit Healthcare (Hefei) Co. Ltd. | EUA | No Equipment | NA | SARS coronavirus 2 Ab.IgM | PrThr | Pt | Ser/Plas/Bld | Ord | IA.rapid | 20200623 | 2.68
Biomeme, Inc | Biomeme SARS-CoV-2 Real-Time RT-PCR Test* | SARS-CoV-2 Result Interpretation | nasopharyngeal swab (258500001^Nasopharyngeal swab^SCT) anterior nasal swab (697989009^Anterior nares swab^SCT) nasal swab (445297001^Swab of internal nose^SCT) oropharyngeal swab (258529004^Throat swab^SCT) nasopharyngeal wash/aspirate (258467004^Nasopharyngeal washings^SCT or 258411007^Nasopharyngeal aspirate^SCT) nasal aspirate specimens (429931000124105^Nasal aspirate specimen^SCT) | Positive (260373001^Detected^SCT) Presumptive Positive (720735008^Presumptive positive^SCT) Invalid (455371000124106^Invalid result^SCT or 125154007^Specimen unsatisfactory for evaluation^SCT) Negative (260415000^Not Detected^SCT) | 94500-6 | SARS-CoV-2 (COVID-19) RNA [Presence] in Respiratory specimen by NAA with probe detection | 94531-1 | SARS-CoV-2 (COVID-19) RNA panel - Respiratory specimen by NAA with probe detection |  |  |  | Biomeme SARS-CoV-2 Real-Time RT-PCR Test_Biomeme, Inc. | EUA | Biomeme Franklin three9 Thermocycler_Biomeme | MNI | SARS coronavirus 2 RNA | PrThr | Pt | Respiratory | Ord | Probe.amp.tar | 20210929 | 2.68
bioMérieux | ARGENE SARS-COV-2 R-GENE | Overall SARS-CoV-2 result (PCR1) | nasopharyngeal swab (258500001^Nasopharyngeal swab^SCT) or oropharyngeal swabs (258529004^Throat swab^SCT) sputum (119334006^Sputum specimen^SCT) lower respiratory tract aspirates (309171007^Lower respiratory fluid sample^SCT) bronchoalveolar lavage (258607008^Bronchoalveolar lavage fluid sample^SCT) nasopharyngeal wash (258467004^Nasopharyngeal washings^SCT) nasopharyngeal aspirate (258411007^Nasopharyngeal aspirate^SCT) nasal aspirate (429931000124105^Nasal aspirate specimen^SCT) | positive (260373001^Detected^SCT) negative (260415000^Not detected^SCT) invalid (455371000124106^Invalid result^SCT) | 94500-6 | SARS coronavirus 2 RNA [Presence] in Respiratory specimen by NAA with probe detection | 94531-1 | SARS Coronavirus 2 RNA panel - Respiratory specimen by NAA with probe detection |  |  | 423735 | SARS-COV-2 R-GENE_BioMérieux SA | EUA | CFX96 Real-Time PCR System_BioRad | MNI | SARS coronavirus 2 RNA | PrThr | Pt | Respiratory | Ord | Probe.amp.tar | 20220727 | 2.68
bioMérieux | ARGENE SARS-COV-2 R-GENE | Overall SARS-CoV-2 result (PCR1) | nasopharyngeal swab (258500001^Nasopharyngeal swab^SCT) or oropharyngeal swabs (258529004^Throat swab^SCT) sputum (119334006^Sputum specimen^SCT) lower respiratory tract aspirates (309171007^Lower respiratory fluid sample^SCT) bronchoalveolar lavage (258607008^Bronchoalveolar lavage fluid sample^SCT) nasopharyngeal wash (258467004^Nasopharyngeal washings^SCT) nasopharyngeal aspirate (258411007^Nasopharyngeal aspirate^SCT) nasal aspirate (429931000124105^Nasal aspirate specimen^SCT) | positive (260373001^Detected^SCT) negative (260415000^Not detected^SCT) invalid (455371000124106^Invalid result^SCT) | 94500-6 | SARS coronavirus 2 RNA [Presence] in Respiratory specimen by NAA with probe detection | 94531-1 | SARS Coronavirus 2 RNA panel - Respiratory specimen by NAA with probe detection |  |  | 423735 | SARS-COV-2 R-GENE_BioMérieux SA | EUA | LightCycler 480 Instrument II_Roche | MNI | SARS coronavirus 2 RNA | PrThr | Pt | Respiratory | Ord | Probe.amp.tar | 20220727 | 2.68
bioMérieux | ARGENE SARS-COV-2 R-GENE | Overall SARS-CoV-2 result (PCR1) | nasopharyngeal swab (258500001^Nasopharyngeal swab^SCT) or oropharyngeal swabs (258529004^Throat swab^SCT) sputum (119334006^Sputum specimen^SCT) lower respiratory tract aspirates (309171007^Lower respiratory fluid sample^SCT) bronchoalveolar lavage (258607008^Bronchoalveolar lavage fluid sample^SCT) nasopharyngeal wash (258467004^Nasopharyngeal washings^SCT) nasopharyngeal aspirate (258411007^Nasopharyngeal aspirate^SCT) nasal aspirate (429931000124105^Nasal aspirate specimen^SCT) | positive (260373001^Detected^SCT) negative (260415000^Not detected^SCT) invalid (455371000124106^Invalid result^SCT) | 94500-6 | SARS coronavirus 2 RNA [Presence] in Respiratory specimen by NAA with probe detection | 94531-1 | SARS Coronavirus 2 RNA panel - Respiratory specimen by NAA with probe detection |  |  | 423735 | SARS-COV-2 R-GENE_BioMérieux SA | EUA | ABI 7500 FAST Real-Time PCR_Thermo Fisher | MNI | SARS coronavirus 2 RNA | PrThr | Pt | Respiratory | Ord | Probe.amp.tar | 20220727 | 2.68
bioMérieux | ARGENE SARS-COV-2 R-GENE | Overall SARS-CoV-2 result (PCR1) | nasopharyngeal swab (258500001^Nasopharyngeal swab^SCT) or oropharyngeal swabs (258529004^Throat swab^SCT) sputum (119334006^Sputum specimen^SCT) lower respiratory tract aspirates (309171007^Lower respiratory fluid sample^SCT) bronchoalveolar lavage (258607008^Bronchoalveolar lavage fluid sample^SCT) nasopharyngeal wash (258467004^Nasopharyngeal washings^SCT) nasopharyngeal aspirate (258411007^Nasopharyngeal aspirate^SCT) nasal aspirate (429931000124105^Nasal aspirate specimen^SCT) | positive (260373001^Detected^SCT) negative (260415000^Not detected^SCT) invalid (455371000124106^Invalid result^SCT) | 94500-6 | SARS coronavirus 2 RNA [Presence] in Respiratory specimen by NAA with probe detection | 94531-1 | SARS Coronavirus 2 RNA panel - Respiratory specimen by NAA with probe detection |  |  | 423735 | SARS-COV-2 R-GENE_BioMérieux SA | EUA | ABI QuantStudio 5 Dx_Thermo Fisher | MNI | SARS coronavirus 2 RNA | PrThr | Pt | Respiratory | Ord | Probe.amp.tar | 20220727 | 2.68
bioMérieux | ARGENE SARS-COV-2 R-GENE | Overall SARS-CoV-2 result (PCR1) | nasopharyngeal swab (258500001^Nasopharyngeal swab^SCT) or oropharyngeal swabs (258529004^Throat swab^SCT) sputum (119334006^Sputum specimen^SCT) lower respiratory tract aspirates (309171007^Lower respiratory fluid sample^SCT) bronchoalveolar lavage (258607008^Bronchoalveolar lavage fluid sample^SCT) nasopharyngeal wash (258467004^Nasopharyngeal washings^SCT) nasopharyngeal aspirate (258411007^Nasopharyngeal aspirate^SCT) nasal aspirate (429931000124105^Nasal aspirate specimen^SCT) | positive (260373001^Detected^SCT) negative (260415000^Not detected^SCT) invalid (455371000124106^Invalid result^SCT) | 94500-6 | SARS coronavirus 2 RNA [Presence] in Respiratory specimen by NAA with probe detection | 94531-1 | SARS Coronavirus 2 RNA panel - Respiratory specimen by NAA with probe detection |  |  | 423735 | SARS-COV-2 R-GENE_BioMérieux SA | EUA | 10190302000222 | DII | SARS coronavirus 2 RNA | PrThr | Pt | Respiratory | Ord | Probe.amp.tar | 20220727 | 2.68
bioMérieux | ARGENE SARS-COV-2 R-GENE | SARS-CoV-2 N gene result (PCR1) | nasopharyngeal swab (258500001^Nasopharyngeal swab^SCT) or oropharyngeal swabs (258529004^Throat swab^SCT) sputum (119334006^Sputum specimen^SCT) lower respiratory tract aspirates (309171007^Lower respiratory fluid sample^SCT) bronchoalveolar lavage (258607008^Bronchoalveolar lavage fluid sample^SCT) nasopharyngeal wash (258467004^Nasopharyngeal washings^SCT) nasopharyngeal aspirate (258411007^Nasopharyngeal aspirate^SCT) nasal aspirate (429931000124105^Nasal aspirate specimen^SCT) | Detected (260373001^Detected^SCT) Not Detected (260415000^Not detected^SCT) | 94533-7 | SARS coronavirus 2 N gene [Presence] in Respiratory specimen by NAA with probe detection | 94531-1 | SARS Coronavirus 2 RNA panel - Respiratory specimen by NAA with probe detection |  |  | 423735 | SARS-COV-2 R-GENE_BioMérieux SA | EUA | CFX96 Real-Time PCR System_BioRad | MNI | SARS coronavirus 2 N gene | PrThr | Pt | Respiratory | Ord | Probe.amp.tar | 20220727 | 2.68
bioMérieux | ARGENE SARS-COV-2 R-GENE | SARS-CoV-2 N gene result (PCR1) | nasopharyngeal swab (258500001^Nasopharyngeal swab^SCT) or oropharyngeal swabs (258529004^Throat swab^SCT) sputum (119334006^Sputum specimen^SCT) lower respiratory tract aspirates (309171007^Lower respiratory fluid sample^SCT) bronchoalveolar lavage (258607008^Bronchoalveolar lavage fluid sample^SCT) nasopharyngeal wash (258467004^Nasopharyngeal washings^SCT) nasopharyngeal aspirate (258411007^Nasopharyngeal aspirate^SCT) nasal aspirate (429931000124105^Nasal aspirate specimen^SCT) | Detected (260373001^Detected^SCT) Not Detected (260415000^Not detected^SCT) | 94533-7 | SARS coronavirus 2 N gene [Presence] in Respiratory specimen by NAA with probe detection | 94531-1 | SARS Coronavirus 2 RNA panel - Respiratory specimen by NAA with probe detection |  |  | 423735 | SARS-COV-2 R-GENE_BioMérieux SA | EUA | LightCycler 480 Instrument II_Roche | MNI | SARS coronavirus 2 N gene | PrThr | Pt | Respiratory | Ord | Probe.amp.tar | 20220727 | 2.68
bioMérieux | ARGENE SARS-COV-2 R-GENE | SARS-CoV-2 N gene result (PCR1) | nasopharyngeal swab (258500001^Nasopharyngeal swab^SCT) or oropharyngeal swabs (258529004^Throat swab^SCT) sputum (119334006^Sputum specimen^SCT) lower respiratory tract aspirates (309171007^Lower respiratory fluid sample^SCT) bronchoalveolar lavage (258607008^Bronchoalveolar lavage fluid sample^SCT) nasopharyngeal wash (258467004^Nasopharyngeal washings^SCT) nasopharyngeal aspirate (258411007^Nasopharyngeal aspirate^SCT) nasal aspirate (429931000124105^Nasal aspirate specimen^SCT) | Detected (260373001^Detected^SCT) Not Detected (260415000^Not detected^SCT) | 94533-7 | SARS coronavirus 2 N gene [Presence] in Respiratory specimen by NAA with probe detection | 94531-1 | SARS Coronavirus 2 RNA panel - Respiratory specimen by NAA with probe detection |  |  | 423735 | SARS-COV-2 R-GENE_BioMérieux SA | EUA | ABI 7500 FAST Real-Time PCR_Thermo Fisher | MNI | SARS coronavirus 2 N gene | PrThr | Pt | Respiratory | Ord | Probe.amp.tar | 20220727 | 2.68
bioMérieux | ARGENE SARS-COV-2 R-GENE | SARS-CoV-2 N gene result (PCR1) | nasopharyngeal swab (258500001^Nasopharyngeal swab^SCT) or oropharyngeal swabs (258529004^Throat swab^SCT) sputum (119334006^Sputum specimen^SCT) lower respiratory tract aspirates (309171007^Lower respiratory fluid sample^SCT) bronchoalveolar lavage (258607008^Bronchoalveolar lavage fluid sample^SCT) nasopharyngeal wash (258467004^Nasopharyngeal washings^SCT) nasopharyngeal aspirate (258411007^Nasopharyngeal aspirate^SCT) nasal aspirate (429931000124105^Nasal aspirate specimen^SCT) | Detected (260373001^Detected^SCT) Not Detected (260415000^Not detected^SCT) | 94533-7 | SARS coronavirus 2 N gene [Presence] in Respiratory specimen by NAA with probe detection | 94531-1 | SARS Coronavirus 2 RNA panel - Respiratory specimen by NAA with probe detection |  |  | 423735 | SARS-COV-2 R-GENE_BioMérieux SA | EUA | ABI QuantStudio 5 Dx_Thermo Fisher | MNI | SARS coronavirus 2 N gene | PrThr | Pt | Respiratory | Ord | Probe.amp.tar | 20220727 | 2.68
bioMérieux | ARGENE SARS-COV-2 R-GENE | SARS-CoV-2 N gene result (PCR1) | nasopharyngeal swab (258500001^Nasopharyngeal swab^SCT) or oropharyngeal swabs (258529004^Throat swab^SCT) sputum (119334006^Sputum specimen^SCT) lower respiratory tract aspirates (309171007^Lower respiratory fluid sample^SCT) bronchoalveolar lavage (258607008^Bronchoalveolar lavage fluid sample^SCT) nasopharyngeal wash (258467004^Nasopharyngeal washings^SCT) nasopharyngeal aspirate (258411007^Nasopharyngeal aspirate^SCT) nasal aspirate (429931000124105^Nasal aspirate specimen^SCT) | Detected (260373001^Detected^SCT) Not Detected (260415000^Not detected^SCT) | 94533-7 | SARS coronavirus 2 N gene [Presence] in Respiratory specimen by NAA with probe detection | 94531-1 | SARS Coronavirus 2 RNA panel - Respiratory specimen by NAA with probe detection |  |  | 423735 | SARS-COV-2 R-GENE_BioMérieux SA | EUA | 10190302000222 | DII | SARS coronavirus 2 N gene | PrThr | Pt | Respiratory | Ord | Probe.amp.tar | 20220727 | 2.68
bioMérieux | ARGENE SARS-COV-2 R-GENE | SARS-CoV-2 RdRp gene result (PCR1) | nasopharyngeal swab (258500001^Nasopharyngeal swab^SCT) or oropharyngeal swabs (258529004^Throat swab^SCT) sputum (119334006^Sputum specimen^SCT) lower respiratory tract aspirates (309171007^Lower respiratory fluid sample^SCT) bronchoalveolar lavage (258607008^Bronchoalveolar lavage fluid sample^SCT) nasopharyngeal wash (258467004^Nasopharyngeal washings^SCT) nasopharyngeal aspirate (258411007^Nasopharyngeal aspirate^SCT) nasal aspirate (429931000124105^Nasal aspirate specimen^SCT) | Detected (260373001^Detected^SCT) Not Detected (260415000^Not detected^SCT) | 94534-5 | SARS coronavirus 2 RdRp gene [Presence] in Respiratory specimen by NAA with probe detection | 94531-1 | SARS Coronavirus 2 RNA panel - Respiratory specimen by NAA with probe detection |  |  | 423735 | SARS-COV-2 R-GENE_BioMérieux SA | EUA | CFX96 Real-Time PCR System_BioRad | MNI | SARS coronavirus 2 RdRp gene | PrThr | Pt | Respiratory | Ord | Probe.amp.tar | 20220727 | 2.68
bioMérieux | ARGENE SARS-COV-2 R-GENE | SARS-CoV-2 RdRp gene result (PCR1) | nasopharyngeal swab (258500001^Nasopharyngeal swab^SCT) or oropharyngeal swabs (258529004^Throat swab^SCT) sputum (119334006^Sputum specimen^SCT) lower respiratory tract aspirates (309171007^Lower respiratory fluid sample^SCT) bronchoalveolar lavage (258607008^Bronchoalveolar lavage fluid sample^SCT) nasopharyngeal wash (258467004^Nasopharyngeal washings^SCT) nasopharyngeal aspirate (258411007^Nasopharyngeal aspirate^SCT) nasal aspirate (429931000124105^Nasal aspirate specimen^SCT) | Detected (260373001^Detected^SCT) Not Detected (260415000^Not detected^SCT) | 94534-5 | SARS coronavirus 2 RdRp gene [Presence] in Respiratory specimen by NAA with probe detection | 94531-1 | SARS Coronavirus 2 RNA panel - Respiratory specimen by NAA with probe detection |  |  | 423735 | SARS-COV-2 R-GENE_BioMérieux SA | EUA | Rotor-Gene Q_QIAGEN GmbH | MNI | SARS coronavirus 2 RdRp gene | PrThr | Pt | Respiratory | Ord | Probe.amp.tar | 20220727 | 2.68
bioMérieux | ARGENE SARS-COV-2 R-GENE | SARS-CoV-2 RdRp gene result (PCR1) | nasopharyngeal swab (258500001^Nasopharyngeal swab^SCT) or oropharyngeal swabs (258529004^Throat swab^SCT) sputum (119334006^Sputum specimen^SCT) lower respiratory tract aspirates (309171007^Lower respiratory fluid sample^SCT) bronchoalveolar lavage (258607008^Bronchoalveolar lavage fluid sample^SCT) nasopharyngeal wash (258467004^Nasopharyngeal washings^SCT) nasopharyngeal aspirate (258411007^Nasopharyngeal aspirate^SCT) nasal aspirate (429931000124105^Nasal aspirate specimen^SCT) | Detected (260373001^Detected^SCT) Not Detected (260415000^Not detected^SCT) | 94534-5 | SARS coronavirus 2 RdRp gene [Presence] in Respiratory specimen by NAA with probe detection | 94531-1 | SARS Coronavirus 2 RNA panel - Respiratory specimen by NAA with probe detection |  |  | 423735 | SARS-COV-2 R-GENE_BioMérieux SA | EUA | LightCycler 480 Instrument II_Roche | MNI | SARS coronavirus 2 RdRp gene | PrThr | Pt | Respiratory | Ord | Probe.amp.tar | 20220727 | 2.68
bioMérieux | ARGENE SARS-COV-2 R-GENE | SARS-CoV-2 RdRp gene result (PCR1) | nasopharyngeal swab (258500001^Nasopharyngeal swab^SCT) or oropharyngeal swabs (258529004^Throat swab^SCT) sputum (119334006^Sputum specimen^SCT) lower respiratory tract aspirates (309171007^Lower respiratory fluid sample^SCT) bronchoalveolar lavage (258607008^Bronchoalveolar lavage fluid sample^SCT) nasopharyngeal wash (258467004^Nasopharyngeal washings^SCT) nasopharyngeal aspirate (258411007^Nasopharyngeal aspirate^SCT) nasal aspirate (429931000124105^Nasal aspirate specimen^SCT) | Detected (260373001^Detected^SCT) Not Detected (260415000^Not detected^SCT) | 94534-5 | SARS coronavirus 2 RdRp gene [Presence] in Respiratory specimen by NAA with probe detection | 94531-1 | SARS Coronavirus 2 RNA panel - Respiratory specimen by NAA with probe detection |  |  | 423735 | SARS-COV-2 R-GENE_BioMérieux SA | EUA | ABI 7500 FAST Real-Time PCR_Thermo Fisher | MNI | SARS coronavirus 2 RdRp gene | PrThr | Pt | Respiratory | Ord | Probe.amp.tar | 20220727 | 2.68
bioMérieux | ARGENE SARS-COV-2 R-GENE | SARS-CoV-2 RdRp gene result (PCR1) | nasopharyngeal swab (258500001^Nasopharyngeal swab^SCT) or oropharyngeal swabs (258529004^Throat swab^SCT) sputum (119334006^Sputum specimen^SCT) lower respiratory tract aspirates (309171007^Lower respiratory fluid sample^SCT) bronchoalveolar lavage (258607008^Bronchoalveolar lavage fluid sample^SCT) nasopharyngeal wash (258467004^Nasopharyngeal washings^SCT) nasopharyngeal aspirate (258411007^Nasopharyngeal aspirate^SCT) nasal aspirate (429931000124105^Nasal aspirate specimen^SCT) | Detected (260373001^Detected^SCT) Not Detected (260415000^Not detected^SCT) | 94534-5 | SARS coronavirus 2 RdRp gene [Presence] in Respiratory specimen by NAA with probe detection | 94531-1 | SARS Coronavirus 2 RNA panel - Respiratory specimen by NAA with probe detection |  |  | 423735 | SARS-COV-2 R-GENE_BioMérieux SA | EUA | ABI QuantStudio 5 Dx_Thermo Fisher | MNI | SARS coronavirus 2 RdRp gene | PrThr | Pt | Respiratory | Ord | Probe.amp.tar | 20220727 | 2.68
bioMérieux | ARGENE SARS-COV-2 R-GENE | SARS-CoV-2 RdRp gene result (PCR1) | nasopharyngeal swab (258500001^Nasopharyngeal swab^SCT) or oropharyngeal swabs (258529004^Throat swab^SCT) sputum (119334006^Sputum specimen^SCT) lower respiratory tract aspirates (309171007^Lower respiratory fluid sample^SCT) bronchoalveolar lavage (258607008^Bronchoalveolar lavage fluid sample^SCT) nasopharyngeal wash (258467004^Nasopharyngeal washings^SCT) nasopharyngeal aspirate (258411007^Nasopharyngeal aspirate^SCT) nasal aspirate (429931000124105^Nasal aspirate specimen^SCT) | Detected (260373001^Detected^SCT) Not Detected (260415000^Not detected^SCT) | 94534-5 | SARS coronavirus 2 RdRp gene [Presence] in Respiratory specimen by NAA with probe detection | 94531-1 | SARS Coronavirus 2 RNA panel - Respiratory specimen by NAA with probe detection |  |  | 423735 | SARS-COV-2 R-GENE_BioMérieux SA | EUA | 10190302000222 | DII | SARS coronavirus 2 RdRp gene | PrThr | Pt | Respiratory | Ord | Probe.amp.tar | 20220727 | 2.68
bioMérieux | ARGENE SARS-COV-2 R-GENE | SARS-related CoV result (PCR-2) | nasopharyngeal swab (258500001^Nasopharyngeal swab^SCT) or oropharyngeal swabs (258529004^Throat swab^SCT) sputum (119334006^Sputum specimen^SCT) lower respiratory tract aspirates (309171007^Lower respiratory fluid sample^SCT) bronchoalveolar lavage (258607008^Bronchoalveolar lavage fluid sample^SCT) nasopharyngeal wash (258467004^Nasopharyngeal washings^SCT) nasopharyngeal aspirate (258411007^Nasopharyngeal aspirate^SCT) nasal aspirate (429931000124105^Nasal aspirate specimen^SCT) | Positive (260373001^Detected^SCT) negative (260415000^Not detected^SCT) invalid (455371000124106^Invalid result^SCT) | 94502-2 | SARS-related coronavirus RNA [Presence] in Respiratory specimen by NAA with probe detection | 94531-1 | SARS Coronavirus 2 RNA panel - Respiratory specimen by NAA with probe detection | If the Overall SARS-CoV-2 result of PCR1 (LOINC = 94500-6) is equivocal or negative then perform this PCR2 (SARS-COV-2/SARS/SARS like) to confirm / exclude another SARS/SARS-related virus. |  | 423735 | SARS-COV-2 R-GENE_BioMérieux SA | EUA | CFX96 Real-Time PCR System_BioRad | MNI | SARS-related coronavirus RNA | PrThr | Pt | Respiratory | Ord | Probe.amp.tar | 20220727 | 2.68
bioMérieux | ARGENE SARS-COV-2 R-GENE | Overall SARS-CoV-2 result (PCR1) | nasopharyngeal swab (258500001^Nasopharyngeal swab^SCT) or oropharyngeal swabs (258529004^Throat swab^SCT) sputum (119334006^Sputum specimen^SCT) lower respiratory tract aspirates (309171007^Lower respiratory fluid sample^SCT) bronchoalveolar lavage (258607008^Bronchoalveolar lavage fluid sample^SCT) nasopharyngeal wash (258467004^Nasopharyngeal washings^SCT) nasopharyngeal aspirate (258411007^Nasopharyngeal aspirate^SCT) nasal aspirate (429931000124105^Nasal aspirate specimen^SCT) | positive (260373001^Detected^SCT) negative (260415000^Not detected^SCT) invalid (455371000124106^Invalid result^SCT) | 94500-6 | SARS coronavirus 2 RNA [Presence] in Respiratory specimen by NAA with probe detection | 94531-1 | SARS Coronavirus 2 RNA panel - Respiratory specimen by NAA with probe detection |  |  | 423735 | SARS-COV-2 R-GENE_BioMérieux SA | EUA | Rotor-Gene Q_QIAGEN GmbH | MNI | SARS coronavirus 2 RNA | PrThr | Pt | Respiratory | Ord | Probe.amp.tar | 20220727 | 2.68
bioMérieux | ARGENE SARS-COV-2 R-GENE | SARS-CoV-2 N gene result (PCR1) | nasopharyngeal swab (258500001^Nasopharyngeal swab^SCT) or oropharyngeal swabs (258529004^Throat swab^SCT) sputum (119334006^Sputum specimen^SCT) lower respiratory tract aspirates (309171007^Lower respiratory fluid sample^SCT) bronchoalveolar lavage (258607008^Bronchoalveolar lavage fluid sample^SCT) nasopharyngeal wash (258467004^Nasopharyngeal washings^SCT) nasopharyngeal aspirate (258411007^Nasopharyngeal aspirate^SCT) nasal aspirate (429931000124105^Nasal aspirate specimen^SCT) | Detected (260373001^Detected^SCT) Not Detected (260415000^Not detected^SCT) | 94533-7 | SARS coronavirus 2 N gene [Presence] in Respiratory specimen by NAA with probe detection | 94531-1 | SARS Coronavirus 2 RNA panel - Respiratory specimen by NAA with probe detection |  |  | 423735 | SARS-COV-2 R-GENE_BioMérieux SA | EUA | Rotor-Gene Q_QIAGEN GmbH | MNI | SARS coronavirus 2 N gene | PrThr | Pt | Respiratory | Ord | Probe.amp.tar | 20220727 | 2.68
bioMérieux | ARGENE SARS-COV-2 R-GENE | SARS-related CoV result (PCR-2) | nasopharyngeal swab (258500001^Nasopharyngeal swab^SCT) or oropharyngeal swabs (258529004^Throat swab^SCT) sputum (119334006^Sputum specimen^SCT) lower respiratory tract aspirates (309171007^Lower respiratory fluid sample^SCT) bronchoalveolar lavage (258607008^Bronchoalveolar lavage fluid sample^SCT) nasopharyngeal wash (258467004^Nasopharyngeal washings^SCT) nasopharyngeal aspirate (258411007^Nasopharyngeal aspirate^SCT) nasal aspirate (429931000124105^Nasal aspirate specimen^SCT) | Positive (260373001^Detected^SCT) negative (260415000^Not detected^SCT) invalid (455371000124106^Invalid result^SCT) | 94502-2 | SARS-related coronavirus RNA [Presence] in Respiratory specimen by NAA with probe detection | 94531-1 | SARS Coronavirus 2 RNA panel - Respiratory specimen by NAA with probe detection | If the Overall SARS-CoV-2 result of PCR1 (LOINC = 94500-6) is equivocal or negative then perform this PCR2 (SARS-COV-2/SARS/SARS like) to confirm / exclude another SARS/SARS-related virus. |  | 423735 | SARS-COV-2 R-GENE_BioMérieux SA | EUA | Rotor-Gene Q_QIAGEN GmbH | MNI | SARS-related coronavirus RNA | PrThr | Pt | Respiratory | Ord | Probe.amp.tar | 20220727 | 2.68
bioMérieux | ARGENE SARS-COV-2 R-GENE | SARS-related CoV result (PCR-2) | nasopharyngeal swab (258500001^Nasopharyngeal swab^SCT) or oropharyngeal swabs (258529004^Throat swab^SCT) sputum (119334006^Sputum specimen^SCT) lower respiratory tract aspirates (309171007^Lower respiratory fluid sample^SCT) bronchoalveolar lavage (258607008^Bronchoalveolar lavage fluid sample^SCT) nasopharyngeal wash (258467004^Nasopharyngeal washings^SCT) nasopharyngeal aspirate (258411007^Nasopharyngeal aspirate^SCT) nasal aspirate (429931000124105^Nasal aspirate specimen^SCT) | Positive (260373001^Detected^SCT) negative (260415000^Not detected^SCT) invalid (455371000124106^Invalid result^SCT) | 94502-2 | SARS-related coronavirus RNA [Presence] in Respiratory specimen by NAA with probe detection | 94531-1 | SARS Coronavirus 2 RNA panel - Respiratory specimen by NAA with probe detection | If the Overall SARS-CoV-2 result of PCR1 (LOINC = 94500-6) is equivocal or negative then perform this PCR2 (SARS-COV-2/SARS/SARS like) to confirm / exclude another SARS/SARS-related virus. |  | 423735 | SARS-COV-2 R-GENE_BioMérieux SA | EUA | LightCycler 480 Instrument II_Roche | MNI | SARS-related coronavirus RNA | PrThr | Pt | Respiratory | Ord | Probe.amp.tar | 20220727 | 2.68
bioMérieux | ARGENE SARS-COV-2 R-GENE | SARS-related CoV result (PCR-2) | nasopharyngeal swab (258500001^Nasopharyngeal swab^SCT) or oropharyngeal swabs (258529004^Throat swab^SCT) sputum (119334006^Sputum specimen^SCT) lower respiratory tract aspirates (309171007^Lower respiratory fluid sample^SCT) bronchoalveolar lavage (258607008^Bronchoalveolar lavage fluid sample^SCT) nasopharyngeal wash (258467004^Nasopharyngeal washings^SCT) nasopharyngeal aspirate (258411007^Nasopharyngeal aspirate^SCT) nasal aspirate (429931000124105^Nasal aspirate specimen^SCT) | Positive (260373001^Detected^SCT) negative (260415000^Not detected^SCT) invalid (455371000124106^Invalid result^SCT) | 94502-2 | SARS-related coronavirus RNA [Presence] in Respiratory specimen by NAA with probe detection | 94531-1 | SARS Coronavirus 2 RNA panel - Respiratory specimen by NAA with probe detection | If the Overall SARS-CoV-2 result of PCR1 (LOINC = 94500-6) is equivocal or negative then perform this PCR2 (SARS-COV-2/SARS/SARS like) to confirm / exclude another SARS/SARS-related virus. |  | 423735 | SARS-COV-2 R-GENE_BioMérieux SA | EUA | ABI 7500 FAST Real-Time PCR_Thermo Fisher | MNI | SARS-related coronavirus RNA | PrThr | Pt | Respiratory | Ord | Probe.amp.tar | 20220727 | 2.68
bioMérieux | ARGENE SARS-COV-2 R-GENE | SARS-related CoV result (PCR-2) | nasopharyngeal swab (258500001^Nasopharyngeal swab^SCT) or oropharyngeal swabs (258529004^Throat swab^SCT) sputum (119334006^Sputum specimen^SCT) lower respiratory tract aspirates (309171007^Lower respiratory fluid sample^SCT) bronchoalveolar lavage (258607008^Bronchoalveolar lavage fluid sample^SCT) nasopharyngeal wash (258467004^Nasopharyngeal washings^SCT) nasopharyngeal aspirate (258411007^Nasopharyngeal aspirate^SCT) nasal aspirate (429931000124105^Nasal aspirate specimen^SCT) | Positive (260373001^Detected^SCT) negative (260415000^Not detected^SCT) invalid (455371000124106^Invalid result^SCT) | 94502-2 | SARS-related coronavirus RNA [Presence] in Respiratory specimen by NAA with probe detection | 94531-1 | SARS Coronavirus 2 RNA panel - Respiratory specimen by NAA with probe detection | If the Overall SARS-CoV-2 result of PCR1 (LOINC = 94500-6) is equivocal or negative then perform this PCR2 (SARS-COV-2/SARS/SARS like) to confirm / exclude another SARS/SARS-related virus. |  | 423735 | SARS-COV-2 R-GENE_BioMérieux SA | EUA | ABI QuantStudio 5 Dx_Thermo Fisher | MNI | SARS-related coronavirus RNA | PrThr | Pt | Respiratory | Ord | Probe.amp.tar | 20220727 | 2.68
bioMérieux | ARGENE SARS-COV-2 R-GENE | SARS-related CoV result (PCR-2) | nasopharyngeal swab (258500001^Nasopharyngeal swab^SCT) or oropharyngeal swabs (258529004^Throat swab^SCT) sputum (119334006^Sputum specimen^SCT) lower respiratory tract aspirates (309171007^Lower respiratory fluid sample^SCT) bronchoalveolar lavage (258607008^Bronchoalveolar lavage fluid sample^SCT) nasopharyngeal wash (258467004^Nasopharyngeal washings^SCT) nasopharyngeal aspirate (258411007^Nasopharyngeal aspirate^SCT) nasal aspirate (429931000124105^Nasal aspirate specimen^SCT) | Positive (260373001^Detected^SCT) negative (260415000^Not detected^SCT) invalid (455371000124106^Invalid result^SCT) | 94502-2 | SARS-related coronavirus RNA [Presence] in Respiratory specimen by NAA with probe detection | 94531-1 | SARS Coronavirus 2 RNA panel - Respiratory specimen by NAA with probe detection | If the Overall SARS-CoV-2 result of PCR1 (LOINC = 94500-6) is equivocal or negative then perform this PCR2 (SARS-COV-2/SARS/SARS like) to confirm / exclude another SARS/SARS-related virus. |  | 423735 | SARS-COV-2 R-GENE_BioMérieux SA | EUA | 10190302000222 | DII | SARS-related coronavirus RNA | PrThr | Pt | Respiratory | Ord | Probe.amp.tar | 20220727 | 2.68
bioMérieux SA | VIDAS SARS-CoV-2 IgG* | SARS-CoV-2 IgG Interpretation | serum (119364003^Serum specimen^SCT) plasma (119361006^Plasma specimen^SCT) | IgG antibodies to SARS-CoV-2 not detected (260385009^Negative^SCT) IgG antibodies to SARS-CoV-2 detected (10828004^Positive^SCT) | 94563-4 | SARS-CoV-2 (COVID-19) IgG Ab [Presence] in Serum or Plasma by Immunoassay | 94563-4 | SARS-CoV-2 (COVID-19) IgG Ab [Presence] in Serum or Plasma by Immunoassay |  |  |  | VIDAS SARS-CoV-2 IgG_bioMérieux SA | EUA | MINI VIDAS_bioMérieux | MNI | SARS coronavirus 2 Ab.IgG | PrThr | Pt | Ser/Plas | Ord | IA | 20200811 | 2.68
bioMérieux SA | VIDAS SARS-CoV-2 IgG* | SARS-CoV-2 IgG Interpretation | serum (119364003^Serum specimen^SCT) plasma (119361006^Plasma specimen^SCT) | IgG antibodies to SARS-CoV-2 not detected (260385009^Negative^SCT) IgG antibodies to SARS-CoV-2 detected (10828004^Positive^SCT) | 94563-4 | SARS-CoV-2 (COVID-19) IgG Ab [Presence] in Serum or Plasma by Immunoassay | 94563-4 | SARS-CoV-2 (COVID-19) IgG Ab [Presence] in Serum or Plasma by Immunoassay |  |  |  | VIDAS SARS-CoV-2 IgG_bioMérieux SA | EUA | VIDAS 3_bioMérieux | MNI | SARS coronavirus 2 Ab.IgG | PrThr | Pt | Ser/Plas | Ord | IA | 20200811 | 2.68
bioMérieux SA | VIDAS SARS-CoV-2 IgG* | SARS-CoV-2 IgG Interpretation | serum (119364003^Serum specimen^SCT) plasma (119361006^Plasma specimen^SCT) | IgG antibodies to SARS-CoV-2 not detected (260385009^Negative^SCT) IgG antibodies to SARS-CoV-2 detected (10828004^Positive^SCT) | 94563-4 | SARS-CoV-2 (COVID-19) IgG Ab [Presence] in Serum or Plasma by Immunoassay | 94563-4 | SARS-CoV-2 (COVID-19) IgG Ab [Presence] in Serum or Plasma by Immunoassay |  |  |  | VIDAS SARS-CoV-2 IgG_bioMérieux SA | EUA | VIDAS_bioMérieux | MNI | SARS coronavirus 2 Ab.IgG | PrThr | Pt | Ser/Plas | Ord | IA | 20200811 | 2.68
bioMérieux SA | VIDAS SARS-CoV-2 IgM* | SARS-CoV-2 IgM Interpretation | serum (119364003^Serum specimen^SCT) plasma (119361006^Plasma specimen^SCT) | IgM antibodies to SARS-CoV-2 not detected (260385009^Negative^SCT) IgM antibodies to SARS-CoV-2 detected (10828004^Positive^SCT) | 94564-2 | SARS-CoV-2 (COVID-19) IgM Ab [Presence] in Serum or Plasma by Immunoassay | 94564-2 | SARS-CoV-2 (COVID-19) IgM Ab [Presence] in Serum or Plasma by Immunoassay |  |  |  | VIDAS SARS-CoV-2 IgM_bioMérieux SA | EUA | MINI VIDAS_bioMérieux | MNI | SARS coronavirus 2 Ab.IgM | PrThr | Pt | Ser/Plas | Ord | IA | 20200811 | 2.68
bioMérieux SA | VIDAS SARS-CoV-2 IgM* | SARS-CoV-2 IgM Interpretation | serum (119364003^Serum specimen^SCT) plasma (119361006^Plasma specimen^SCT) | IgM antibodies to SARS-CoV-2 not detected (260385009^Negative^SCT) IgM antibodies to SARS-CoV-2 detected (10828004^Positive^SCT) | 94564-2 | SARS-CoV-2 (COVID-19) IgM Ab [Presence] in Serum or Plasma by Immunoassay | 94564-2 | SARS-CoV-2 (COVID-19) IgM Ab [Presence] in Serum or Plasma by Immunoassay |  |  |  | VIDAS SARS-CoV-2 IgM_bioMérieux SA | EUA | VIDAS 3_bioMérieux | MNI | SARS coronavirus 2 Ab.IgM | PrThr | Pt | Ser/Plas | Ord | IA | 20200811 | 2.68
bioMérieux SA | VIDAS SARS-CoV-2 IgM* | SARS-CoV-2 IgM Interpretation | serum (119364003^Serum specimen^SCT) plasma (119361006^Plasma specimen^SCT) | IgM antibodies to SARS-CoV-2 not detected (260385009^Negative^SCT) IgM antibodies to SARS-CoV-2 detected (10828004^Positive^SCT) | 94564-2 | SARS-CoV-2 (COVID-19) IgM Ab [Presence] in Serum or Plasma by Immunoassay | 94564-2 | SARS-CoV-2 (COVID-19) IgM Ab [Presence] in Serum or Plasma by Immunoassay |  |  |  | VIDAS SARS-CoV-2 IgM_bioMérieux SA | EUA | VIDAS_bioMérieux | MNI | SARS coronavirus 2 Ab.IgM | PrThr | Pt | Ser/Plas | Ord | IA | 20200811 | 2.68
Bio-Rad Laboratories | BioPlex 2200 SARS-CoV-2 IgG* | SARS-CoV-2 IgG antibodies Report | serum (119364003^Serum specimen^SCT) plasma (119361006^Plasma specimen^SCT) | U/mL | 94505-5 | SARS-CoV-2 (COVID-19) IgG Ab [Units/volume] in Serum or Plasma by Immunoassay | 94505-5 | SARS-CoV-2 (COVID-19) IgG Ab [Units/volume] in Serum or Plasma by Immunoassay |  |  |  | BioPlex 2200 SARS-CoV-2 IgG_Bio-Rad Laboratories | EUA | BioPlex 2200 Instrument_BioRad | MNI | SARS coronavirus 2 Ab.IgG | ACnc | Pt | Ser/Plas | Qn | IA | 20210707 | 2.69
Bio-Rad Laboratories | BioPlex 2200 SARS-CoV-2 IgG* | SARS-CoV-2 IgG antibodies Report | serum (119364003^Serum specimen^SCT) plasma (119361006^Plasma specimen^SCT) | Negative for SARS-CoV-2 IgG antibodies (260385009^Negative^SCT) Positive for SARS-CoV-2 IgG antibodies (10828004^Positive^SCT) | 94563-4 | SARS-CoV-2 (COVID-19) IgG Ab [Presence] in Serum or Plasma by Immunoassay | 94505-5 | SARS-CoV-2 (COVID-19) IgG Ab [Units/volume] in Serum or Plasma by Immunoassay |  |  |  | BioPlex 2200 SARS-CoV-2 IgG_Bio-Rad Laboratories | EUA | BioPlex 2200 Instrument_BioRad | MNI | SARS coronavirus 2 Ab.IgG | PrThr | Pt | Ser/Plas | Ord | IA | 20210707 | 2.69
Bio-Rad Laboratories | Platelia SARS-CoV-2 Total Ab assay | SARS-CoV-2 total antibodies (IgM/IgA/IgG) | Serum (119364003^Serum specimen^SCT) Plasma (119361006^Plasma specimen^SCT) | Positive (10828004^Positive^SCT) Negative (260385009^Negative^SCT) Equivocal (42425007^Equivocal^SCT or 419984006^Inconclusive^SCT) | 94762-2 | SARS coronavirus 2 Ab [Presence] in Serum or Plasma by Immunoassay | 94762-2 | SARS coronavirus 2 Ab [Presence] in Serum or Plasma by Immunoassay |  |  |  | Platelia SARS-CoV-2 Total Ab assay_Bio-Rad Laboratories, Inc. | EUA | Platelia system_BioRad | MNI | SARS coronavirus 2 Ab | PrThr | Pt | Ser/Plas | Ord | IA | 20200617 | 2.68
Bio-Rad Laboratories | SARS-CoV-2 ddPCR Test* | SARS-CoV-2 Result Interpretation | anterior nasal swabs (697989009^Anterior nares swab^SCT) mid-turbinate nasal swabs(1293160008^Swab from middle region of inferior nasal meatus^SCT) nasopharyngeal swabs (258500001^Nasopharyngeal swab^SCT) nasopharyngeal wash (258467004^Nasopharyngeal washings^SCT) nasopharyngeal aspirate (258411007^Nasopharyngeal aspirate^SCT) nasal aspirate (429931000124105^Nasal aspirate specimen^SCT) | Detected (260373001^Detected^SCT) Not Detected (260415000^Not detected^SCT) Invalid Result (455371000124106^Invalid result^SCT or 125154007^Specimen unsatisfactory for evaluation^SCT) | 94533-7 | SARS coronavirus 2 N gene [Presence] in Respiratory specimen by NAA with probe detection | 94531-1 | SARS coronavirus 2 RNA panel - Respiratory specimen by NAA with probe detection |  |  |  | Bio-Rad SARS-CoV-2 ddPCR Test_Bio-Rad Laboratories, Inc | EUA | QX200 Droplet Digital PCR System_BioRad | MNI | SARS coronavirus 2 N gene | PrThr | Pt | Respiratory | Ord | Probe.amp.tar | 20200707 | 2.68
Bio-Rad Laboratories, Inc. | Bio-Rad Reliance SARS-CoV-2 RT-PCR Assay Kit* | SARS-CoV-2 RNA Interpretation | nasopharyngeal swabs (258500001^Nasopharyngeal swab^SCT) oropharyngeal swabs (258529004^Throat swab^SCT) nasal swabs (445297001^Swab of internal nose^SCT) anterior nasal swabs (697989009^Anterior nares swab^SCT) mid-turbinate nasal swabs (1293160008^Swab from middle region of inferior nasal meatus^SCT) nasal aspirates (429931000124105^Nasal aspirate specimen^SCT) nasal washes (433871000124101^Nasal washings^SCT) | SARS-CoV-2 detected (260373001^Detected^SCT) Inconclusive (419984006^Inconclusive^SCT) SARS-CoV-2 not detected (260415000^Not Detected^SCT) Invalid Result (455371000124106^Invalid result^SCT or 125154007^Specimen unsatisfactory for evaluation^SCT) | 94533-7 | SARS-CoV-2 (COVID-19) N gene [Presence] in Respiratory specimen by NAA with probe detection | 94531-1 | SARS-CoV-2 (COVID-19) RNA panel - Respiratory specimen by NAA with probe detection |  |  |  | Bio-Rad Reliance SARS-CoV-2 RT-PCR Assay Kit_Bio-Rad Laboratories, Inc. | EUA | CFX384 Touch Real-Time PCR_BioRad | MNI | SARS coronavirus 2 N gene | PrThr | Pt | Respiratory | Ord | Probe.amp.tar | 20210127 | 2.68
Bio-Rad Laboratories, Inc. | Bio-Rad Reliance SARS-CoV-2 RT-PCR Assay Kit* | SARS-CoV-2 RNA Interpretation | nasopharyngeal swabs (258500001^Nasopharyngeal swab^SCT) oropharyngeal swabs (258529004^Throat swab^SCT) nasal swabs (445297001^Swab of internal nose^SCT) anterior nasal swabs (697989009^Anterior nares swab^SCT) mid-turbinate nasal swabs (1293160008^Swab from middle region of inferior nasal meatus^SCT) nasal aspirates (429931000124105^Nasal aspirate specimen^SCT) nasal washes (433871000124101^Nasal washings^SCT) | SARS-CoV-2 detected (260373001^Detected^SCT) Inconclusive (419984006^Inconclusive^SCT) SARS-CoV-2 not detected (260415000^Not Detected^SCT) Invalid Result (455371000124106^Invalid result^SCT or 125154007^Specimen unsatisfactory for evaluation^SCT) | 94533-7 | SARS-CoV-2 (COVID-19) N gene [Presence] in Respiratory specimen by NAA with probe detection | 94531-1 | SARS-CoV-2 (COVID-19) RNA panel - Respiratory specimen by NAA with probe detection |  |  |  | Bio-Rad Reliance SARS-CoV-2 RT-PCR Assay Kit_Bio-Rad Laboratories, Inc. | EUA | CFX96 Touch Real-Time PCR System_BioRad | MNI | SARS coronavirus 2 N gene | PrThr | Pt | Respiratory | Ord | Probe.amp.tar | 20210127 | 2.68
Bio-Rad Laboratories, Inc. | Bio-Rad Reliance SARS-CoV-2 RT-PCR Assay Kit* | SARS-CoV-2 RNA Interpretation | nasopharyngeal swabs (258500001^Nasopharyngeal swab^SCT) oropharyngeal swabs (258529004^Throat swab^SCT) nasal swabs (445297001^Swab of internal nose^SCT) anterior nasal swabs (697989009^Anterior nares swab^SCT) mid-turbinate nasal swabs (1293160008^Swab from middle region of inferior nasal meatus^SCT) nasal aspirates (429931000124105^Nasal aspirate specimen^SCT) nasal washes (433871000124101^Nasal washings^SCT) | SARS-CoV-2 detected (260373001^Detected^SCT) Inconclusive (419984006^Inconclusive^SCT) SARS-CoV-2 not detected (260415000^Not Detected^SCT) Invalid Result (455371000124106^Invalid result^SCT or 125154007^Specimen unsatisfactory for evaluation^SCT) | 94533-7 | SARS-CoV-2 (COVID-19) N gene [Presence] in Respiratory specimen by NAA with probe detection | 94531-1 | SARS-CoV-2 (COVID-19) RNA panel - Respiratory specimen by NAA with probe detection |  |  |  | Bio-Rad Reliance SARS-CoV-2 RT-PCR Assay Kit_Bio-Rad Laboratories, Inc. | EUA | CFX96 DX Real-Time PCR System_BioRad | MNI | SARS coronavirus 2 N gene | PrThr | Pt | Respiratory | Ord | Probe.amp.tar | 20210127 | 2.68
Bio-Rad Laboratories, Inc. | Bio-Rad Reliance SARS-CoV-2 RT-PCR Assay Kit* | SARS-CoV-2 RNA Interpretation | nasopharyngeal swabs (258500001^Nasopharyngeal swab^SCT) oropharyngeal swabs (258529004^Throat swab^SCT) nasal swabs (445297001^Swab of internal nose^SCT) anterior nasal swabs (697989009^Anterior nares swab^SCT) mid-turbinate nasal swabs (1293160008^Swab from middle region of inferior nasal meatus^SCT) nasal aspirates (429931000124105^Nasal aspirate specimen^SCT) nasal washes (433871000124101^Nasal washings^SCT) | SARS-CoV-2 detected (260373001^Detected^SCT) Inconclusive (419984006^Inconclusive^SCT) SARS-CoV-2 not detected (260415000^Not Detected^SCT) Invalid Result (455371000124106^Invalid result^SCT or 125154007^Specimen unsatisfactory for evaluation^SCT) | 94533-7 | SARS-CoV-2 (COVID-19) N gene [Presence] in Respiratory specimen by NAA with probe detection | 94531-1 | SARS-CoV-2 (COVID-19) RNA panel - Respiratory specimen by NAA with probe detection |  |  |  | Bio-Rad Reliance SARS-CoV-2 RT-PCR Assay Kit_Bio-Rad Laboratories, Inc. | EUA | CFX Opus 96_BioRad | MNI | SARS coronavirus 2 N gene | PrThr | Pt | Respiratory | Ord | Probe.amp.tar | 20210127 | 2.68
Bio-Rad Laboratories, Inc. | Bio-Rad Reliance SARS-CoV-2 RT-PCR Assay Kit* | SARS-CoV-2 RNA Interpretation | nasopharyngeal swabs (258500001^Nasopharyngeal swab^SCT) oropharyngeal swabs (258529004^Throat swab^SCT) nasal swabs (445297001^Swab of internal nose^SCT) anterior nasal swabs (697989009^Anterior nares swab^SCT) mid-turbinate nasal swabs (1293160008^Swab from middle region of inferior nasal meatus^SCT) nasal aspirates (429931000124105^Nasal aspirate specimen^SCT) nasal washes (433871000124101^Nasal washings^SCT) | SARS-CoV-2 detected (260373001^Detected^SCT) Inconclusive (419984006^Inconclusive^SCT) SARS-CoV-2 not detected (260415000^Not Detected^SCT) Invalid Result (455371000124106^Invalid result^SCT or 125154007^Specimen unsatisfactory for evaluation^SCT) | 94533-7 | SARS-CoV-2 (COVID-19) N gene [Presence] in Respiratory specimen by NAA with probe detection | 94531-1 | SARS-CoV-2 (COVID-19) RNA panel - Respiratory specimen by NAA with probe detection |  |  |  | Bio-Rad Reliance SARS-CoV-2 RT-PCR Assay Kit_Bio-Rad Laboratories, Inc. | EUA | CFX Opus 384_BioRad | MNI | SARS coronavirus 2 N gene | PrThr | Pt | Respiratory | Ord | Probe.amp.tar | 20210127 | 2.68
Bio-Rad Laboratories, Inc. | Bio-Rad Reliance SARS-CoV-2 RT-PCR Assay Kit* | SARS-CoV-2 RNA Interpretation | nasopharyngeal swabs (258500001^Nasopharyngeal swab^SCT) oropharyngeal swabs (258529004^Throat swab^SCT) nasal swabs (445297001^Swab of internal nose^SCT) anterior nasal swabs (697989009^Anterior nares swab^SCT) mid-turbinate nasal swabs (1293160008^Swab from middle region of inferior nasal meatus^SCT) nasal aspirates (429931000124105^Nasal aspirate specimen^SCT) nasal washes (433871000124101^Nasal washings^SCT) | SARS-CoV-2 detected (260373001^Detected^SCT) Inconclusive (419984006^Inconclusive^SCT) SARS-CoV-2 not detected (260415000^Not Detected^SCT) Invalid Result (455371000124106^Invalid result^SCT or 125154007^Specimen unsatisfactory for evaluation^SCT) | 94533-7 | SARS-CoV-2 (COVID-19) N gene [Presence] in Respiratory specimen by NAA with probe detection | 94531-1 | SARS-CoV-2 (COVID-19) RNA panel - Respiratory specimen by NAA with probe detection |  |  |  | Bio-Rad Reliance SARS-CoV-2 RT-PCR Assay Kit_Bio-Rad Laboratories, Inc. | EUA | CFX384 Touch Real-Time PCR_BioRad | MNI | SARS coronavirus 2 N gene | PrThr | Pt | Respiratory | Ord | Probe.amp.tar | 20210127 | 2.68
Bio-Rad Laboratories, Inc. | Bio-Rad Reliance SARS-CoV-2 RT-PCR Assay Kit* | SARS-CoV-2 RNA Interpretation | nasopharyngeal swabs (258500001^Nasopharyngeal swab^SCT) oropharyngeal swabs (258529004^Throat swab^SCT) nasal swabs (445297001^Swab of internal nose^SCT) anterior nasal swabs (697989009^Anterior nares swab^SCT) mid-turbinate nasal swabs (1293160008^Swab from middle region of inferior nasal meatus^SCT) nasal aspirates (429931000124105^Nasal aspirate specimen^SCT) nasal washes (433871000124101^Nasal washings^SCT) | SARS-CoV-2 detected (260373001^Detected^SCT) Inconclusive (419984006^Inconclusive^SCT) SARS-CoV-2 not detected (260415000^Not Detected^SCT) Invalid Result (455371000124106^Invalid result^SCT or 125154007^Specimen unsatisfactory for evaluation^SCT) | 94533-7 | SARS-CoV-2 (COVID-19) N gene [Presence] in Respiratory specimen by NAA with probe detection | 94531-1 | SARS-CoV-2 (COVID-19) RNA panel - Respiratory specimen by NAA with probe detection |  |  |  | Bio-Rad Reliance SARS-CoV-2 RT-PCR Assay Kit_Bio-Rad Laboratories, Inc. | EUA | ABI 7500 FAST Real-Time PCR_Thermo Fisher | MNI | SARS coronavirus 2 N gene | PrThr | Pt | Respiratory | Ord | Probe.amp.tar | 20210127 | 2.68
Bio-Rad Laboratories, Inc. | Bio-Rad Reliance SARS-CoV-2/FluA/FluB RT-PCR Assay Kit | FluA Result Interpretation | nasopharyngeal swab (258500001^Nasopharyngeal swab^SCT) anterior nasal swab (697989009^Anterior nares swab^SCT) | Influenza A detected (260373001^Detected^SCT) Influenza A not detected (260415000^Not Detected^SCT) Invalid (455371000124106^Invalid result^SCT or 125154007^Specimen unsatisfactory for evaluation^SCT) | 92142-9 | Influenza virus A RNA [Presence] in Respiratory specimen by NAA with probe detection | 95422-2 | Influenza virus A and B and SARS-CoV-2 (COVID-19) RNA panel - Respiratory specimen by NAA with probe detection |  |  |  | Bio-Rad Reliance SARS-CoV-2/FluA/FluB RT-PCR Assay Kit_Bio-Rad Laboratories, Inc. | EUA | CFX Opus 96_BioRad | MNI | Influenza virus A RNA | PrThr | Pt | Respiratory | Ord | Probe.amp.tar | 20210217 | 2.69
Bio-Rad Laboratories, Inc. | Bio-Rad Reliance SARS-CoV-2/FluA/FluB RT-PCR Assay Kit | FluB Result Interpretation | nasopharyngeal swab (258500001^Nasopharyngeal swab^SCT) anterior nasal swab (697989009^Anterior nares swab^SCT) | Influenza B detected (260373001^Detected^SCT) Influenza B not detected (260415000^Not Detected^SCT) Invalid (455371000124106^Invalid result^SCT or 125154007^Specimen unsatisfactory for evaluation^SCT) | 92141-1 | Influenza virus B RNA [Presence] in Respiratory specimen by NAA with probe detection | 95422-2 | Influenza virus A and B and SARS-CoV-2 (COVID-19) RNA panel - Respiratory specimen by NAA with probe detection |  |  |  | Bio-Rad Reliance SARS-CoV-2/FluA/FluB RT-PCR Assay Kit_Bio-Rad Laboratories, Inc. | EUA | CFX Opus 96_BioRad | MNI | Influenza virus B RNA | PrThr | Pt | Respiratory | Ord | Probe.amp.tar | 20210217 | 2.69
Bio-Rad Laboratories, Inc. | Bio-Rad Reliance SARS-CoV-2/FluA/FluB RT-PCR Assay Kit | SC2 Result Interpretation | nasopharyngeal swab (258500001^Nasopharyngeal swab^SCT) anterior nasal swab (697989009^Anterior nares swab^SCT) | SARS-CoV-2 detected (260373001^Detected^SCT) SARS-CoV-2 not detected (260415000^Not Detected^SCT) Invalid (455371000124106^Invalid result^SCT or 125154007^Specimen unsatisfactory for evaluation^SCT) | 94533-7 | SARS-CoV-2 (COVID-19) N gene [Presence] in Respiratory specimen by NAA with probe detection | 95422-2 | Influenza virus A and B and SARS-CoV-2 (COVID-19) RNA panel - Respiratory specimen by NAA with probe detection |  |  |  | Bio-Rad Reliance SARS-CoV-2/FluA/FluB RT-PCR Assay Kit_Bio-Rad Laboratories, Inc. | EUA | CFX Opus 96_BioRad | MNI | SARS coronavirus 2 N gene | PrThr | Pt | Respiratory | Ord | Probe.amp.tar | 20210217 | 2.69
Bio-Rad Laboratories, Inc. | Bio-Rad Reliance SARS-CoV-2/FluA/FluB RT-PCR Assay Kit | FluA Result Interpretation | nasopharyngeal swab (258500001^Nasopharyngeal swab^SCT) anterior nasal swab (697989009^Anterior nares swab^SCT) | Influenza A detected (260373001^Detected^SCT) Influenza A not detected (260415000^Not Detected^SCT) Invalid (455371000124106^Invalid result^SCT or 125154007^Specimen unsatisfactory for evaluation^SCT) | 92142-9 | Influenza virus A RNA [Presence] in Respiratory specimen by NAA with probe detection | 95422-2 | Influenza virus A and B and SARS-CoV-2 (COVID-19) RNA panel - Respiratory specimen by NAA with probe detection |  |  |  | Bio-Rad Reliance SARS-CoV-2/FluA/FluB RT-PCR Assay Kit_Bio-Rad Laboratories, Inc. | EUA | CFX96 Touch Real-Time PCR System_BioRad | MNI | Influenza virus A RNA | PrThr | Pt | Respiratory | Ord | Probe.amp.tar | 20210217 | 2.69
Bio-Rad Laboratories, Inc. | Bio-Rad Reliance SARS-CoV-2/FluA/FluB RT-PCR Assay Kit | FluB Result Interpretation | nasopharyngeal swab (258500001^Nasopharyngeal swab^SCT) anterior nasal swab (697989009^Anterior nares swab^SCT) | Influenza B detected (260373001^Detected^SCT) Influenza B not detected (260415000^Not Detected^SCT) Invalid (455371000124106^Invalid result^SCT or 125154007^Specimen unsatisfactory for evaluation^SCT) | 92141-1 | Influenza virus B RNA [Presence] in Respiratory specimen by NAA with probe detection | 95422-2 | Influenza virus A and B and SARS-CoV-2 (COVID-19) RNA panel - Respiratory specimen by NAA with probe detection |  |  |  | Bio-Rad Reliance SARS-CoV-2/FluA/FluB RT-PCR Assay Kit_Bio-Rad Laboratories, Inc. | EUA | CFX96 Touch Real-Time PCR System_BioRad | MNI | Influenza virus B RNA | PrThr | Pt | Respiratory | Ord | Probe.amp.tar | 20210217 | 2.69
Bio-Rad Laboratories, Inc. | Bio-Rad Reliance SARS-CoV-2/FluA/FluB RT-PCR Assay Kit | SC2 Result Interpretation | nasopharyngeal swab (258500001^Nasopharyngeal swab^SCT) anterior nasal swab (697989009^Anterior nares swab^SCT) | SARS-CoV-2 detected (260373001^Detected^SCT) SARS-CoV-2 not detected (260415000^Not Detected^SCT) Invalid (455371000124106^Invalid result^SCT or 125154007^Specimen unsatisfactory for evaluation^SCT) | 94533-7 | SARS-CoV-2 (COVID-19) N gene [Presence] in Respiratory specimen by NAA with probe detection | 95422-2 | Influenza virus A and B and SARS-CoV-2 (COVID-19) RNA panel - Respiratory specimen by NAA with probe detection |  |  |  | Bio-Rad Reliance SARS-CoV-2/FluA/FluB RT-PCR Assay Kit_Bio-Rad Laboratories, Inc. | EUA | CFX96 Touch Real-Time PCR System_BioRad | MNI | SARS coronavirus 2 N gene | PrThr | Pt | Respiratory | Ord | Probe.amp.tar | 20210217 | 2.69
Bio-Rad Laboratories, Inc. | Bio-Rad Reliance SARS-CoV-2/FluA/FluB RT-PCR Assay Kit | FluA Result Interpretation | nasopharyngeal swab (258500001^Nasopharyngeal swab^SCT) anterior nasal swab (697989009^Anterior nares swab^SCT) | Influenza A detected (260373001^Detected^SCT) Influenza A not detected (260415000^Not Detected^SCT) Invalid (455371000124106^Invalid result^SCT or 125154007^Specimen unsatisfactory for evaluation^SCT) | 92142-9 | Influenza virus A RNA [Presence] in Respiratory specimen by NAA with probe detection | 95422-2 | Influenza virus A and B and SARS-CoV-2 (COVID-19) RNA panel - Respiratory specimen by NAA with probe detection |  |  |  | Bio-Rad Reliance SARS-CoV-2/FluA/FluB RT-PCR Assay Kit_Bio-Rad Laboratories, Inc. | EUA | CFX96 DX Real-Time PCR System ORM_BioRad | MNI | Influenza virus A RNA | PrThr | Pt | Respiratory | Ord | Probe.amp.tar | 20210217 | 2.69
Bio-Rad Laboratories, Inc. | Bio-Rad Reliance SARS-CoV-2/FluA/FluB RT-PCR Assay Kit | FluB Result Interpretation | nasopharyngeal swab (258500001^Nasopharyngeal swab^SCT) anterior nasal swab (697989009^Anterior nares swab^SCT) | Influenza B detected (260373001^Detected^SCT) Influenza B not detected (260415000^Not Detected^SCT) Invalid (455371000124106^Invalid result^SCT or 125154007^Specimen unsatisfactory for evaluation^SCT) | 92141-1 | Influenza virus B RNA [Presence] in Respiratory specimen by NAA with probe detection | 95422-2 | Influenza virus A and B and SARS-CoV-2 (COVID-19) RNA panel - Respiratory specimen by NAA with probe detection |  |  |  | Bio-Rad Reliance SARS-CoV-2/FluA/FluB RT-PCR Assay Kit_Bio-Rad Laboratories, Inc. | EUA | CFX96 DX Real-Time PCR System ORM_BioRad | MNI | Influenza virus B RNA | PrThr | Pt | Respiratory | Ord | Probe.amp.tar | 20210217 | 2.69
Bio-Rad Laboratories, Inc. | Bio-Rad Reliance SARS-CoV-2/FluA/FluB RT-PCR Assay Kit | SC2 Result Interpretation | nasopharyngeal swab (258500001^Nasopharyngeal swab^SCT) anterior nasal swab (697989009^Anterior nares swab^SCT) | SARS-CoV-2 detected (260373001^Detected^SCT) SARS-CoV-2 not detected (260415000^Not Detected^SCT) Invalid (455371000124106^Invalid result^SCT or 125154007^Specimen unsatisfactory for evaluation^SCT) | 94533-7 | SARS-CoV-2 (COVID-19) N gene [Presence] in Respiratory specimen by NAA with probe detection | 95422-2 | Influenza virus A and B and SARS-CoV-2 (COVID-19) RNA panel - Respiratory specimen by NAA with probe detection |  |  |  | Bio-Rad Reliance SARS-CoV-2/FluA/FluB RT-PCR Assay Kit_Bio-Rad Laboratories, Inc. | EUA | CFX96 DX Real-Time PCR System ORM_BioRad | MNI | SARS coronavirus 2 N gene | PrThr | Pt | Respiratory | Ord | Probe.amp.tar | 20210217 | 2.69
Bio-Rad Laboratories, Inc. | Bio-Rad Reliance SARS-CoV-2/FluA/FluB RT-PCR Assay Kit | FluA Result Interpretation | nasopharyngeal swab (258500001^Nasopharyngeal swab^SCT) anterior nasal swab (697989009^Anterior nares swab^SCT) | Influenza A detected (260373001^Detected^SCT) Influenza A not detected (260415000^Not Detected^SCT) Invalid (455371000124106^Invalid result^SCT or 125154007^Specimen unsatisfactory for evaluation^SCT) | 92142-9 | Influenza virus A RNA [Presence] in Respiratory specimen by NAA with probe detection | 95422-2 | Influenza virus A and B and SARS-CoV-2 (COVID-19) RNA panel - Respiratory specimen by NAA with probe detection |  |  |  | Bio-Rad Reliance SARS-CoV-2/FluA/FluB RT-PCR Assay Kit_Bio-Rad Laboratories, Inc. | EUA | C1000 Dx Thermal Cycler_BioRad | MNI | Influenza virus A RNA | PrThr | Pt | Respiratory | Ord | Probe.amp.tar | 20210217 | 2.69
Bio-Rad Laboratories, Inc. | Bio-Rad Reliance SARS-CoV-2/FluA/FluB RT-PCR Assay Kit | FluB Result Interpretation | nasopharyngeal swab (258500001^Nasopharyngeal swab^SCT) anterior nasal swab (697989009^Anterior nares swab^SCT) | Influenza B detected (260373001^Detected^SCT) Influenza B not detected (260415000^Not Detected^SCT) Invalid (455371000124106^Invalid result^SCT or 125154007^Specimen unsatisfactory for evaluation^SCT) | 92141-1 | Influenza virus B RNA [Presence] in Respiratory specimen by NAA with probe detection | 95422-2 | Influenza virus A and B and SARS-CoV-2 (COVID-19) RNA panel - Respiratory specimen by NAA with probe detection |  |  |  | Bio-Rad Reliance SARS-CoV-2/FluA/FluB RT-PCR Assay Kit_Bio-Rad Laboratories, Inc. | EUA | C1000 Dx Thermal Cycler_BioRad | MNI | Influenza virus B RNA | PrThr | Pt | Respiratory | Ord | Probe.amp.tar | 20210217 | 2.69
Bio-Rad Laboratories, Inc. | Bio-Rad Reliance SARS-CoV-2/FluA/FluB RT-PCR Assay Kit | SC2 Result Interpretation | nasopharyngeal swab (258500001^Nasopharyngeal swab^SCT) anterior nasal swab (697989009^Anterior nares swab^SCT) | SARS-CoV-2 detected (260373001^Detected^SCT) SARS-CoV-2 not detected (260415000^Not Detected^SCT) Invalid (455371000124106^Invalid result^SCT or 125154007^Specimen unsatisfactory for evaluation^SCT) | 94533-7 | SARS-CoV-2 (COVID-19) N gene [Presence] in Respiratory specimen by NAA with probe detection | 95422-2 | Influenza virus A and B and SARS-CoV-2 (COVID-19) RNA panel - Respiratory specimen by NAA with probe detection |  |  |  | Bio-Rad Reliance SARS-CoV-2/FluA/FluB RT-PCR Assay Kit_Bio-Rad Laboratories, Inc. | EUA | C1000 Dx Thermal Cycler_BioRad | MNI | SARS coronavirus 2 N gene | PrThr | Pt | Respiratory | Ord | Probe.amp.tar | 20210217 | 2.69
Bio-Rad Laboratories, Inc. | Bio-Rad Reliance SARS-CoV-2/FluA/FluB RT-PCR Assay Kit | FluA Result Interpretation | nasopharyngeal swab (258500001^Nasopharyngeal swab^SCT) anterior nasal swab (697989009^Anterior nares swab^SCT) | Influenza A detected (260373001^Detected^SCT) Influenza A not detected (260415000^Not Detected^SCT) Invalid (455371000124106^Invalid result^SCT or 125154007^Specimen unsatisfactory for evaluation^SCT) | 92142-9 | Influenza virus A RNA [Presence] in Respiratory specimen by NAA with probe detection | 95422-2 | Influenza virus A and B and SARS-CoV-2 (COVID-19) RNA panel - Respiratory specimen by NAA with probe detection |  |  |  | Bio-Rad Reliance SARS-CoV-2/FluA/FluB RT-PCR Assay Kit_Bio-Rad Laboratories, Inc. | EUA | 10190302000222 | DII | Influenza virus A RNA | PrThr | Pt | Respiratory | Ord | Probe.amp.tar | 20210217 | 2.69
Bio-Rad Laboratories, Inc. | Bio-Rad Reliance SARS-CoV-2/FluA/FluB RT-PCR Assay Kit | FluB Result Interpretation | nasopharyngeal swab (258500001^Nasopharyngeal swab^SCT) anterior nasal swab (697989009^Anterior nares swab^SCT) | Influenza B detected (260373001^Detected^SCT) Influenza B not detected (260415000^Not Detected^SCT) Invalid (455371000124106^Invalid result^SCT or 125154007^Specimen unsatisfactory for evaluation^SCT) | 92141-1 | Influenza virus B RNA [Presence] in Respiratory specimen by NAA with probe detection | 95422-2 | Influenza virus A and B and SARS-CoV-2 (COVID-19) RNA panel - Respiratory specimen by NAA with probe detection |  |  |  | Bio-Rad Reliance SARS-CoV-2/FluA/FluB RT-PCR Assay Kit_Bio-Rad Laboratories, Inc. | EUA | 10190302000222 | DII | Influenza virus B RNA | PrThr | Pt | Respiratory | Ord | Probe.amp.tar | 20210217 | 2.69
Bio-Rad Laboratories, Inc. | Bio-Rad Reliance SARS-CoV-2/FluA/FluB RT-PCR Assay Kit | SC2 Result Interpretation | nasopharyngeal swab (258500001^Nasopharyngeal swab^SCT) anterior nasal swab (697989009^Anterior nares swab^SCT) | SARS-CoV-2 detected (260373001^Detected^SCT) SARS-CoV-2 not detected (260415000^Not Detected^SCT) Invalid (455371000124106^Invalid result^SCT or 125154007^Specimen unsatisfactory for evaluation^SCT) | 94533-7 | SARS-CoV-2 (COVID-19) N gene [Presence] in Respiratory specimen by NAA with probe detection | 95422-2 | Influenza virus A and B and SARS-CoV-2 (COVID-19) RNA panel - Respiratory specimen by NAA with probe detection |  |  |  | Bio-Rad Reliance SARS-CoV-2/FluA/FluB RT-PCR Assay Kit_Bio-Rad Laboratories, Inc. | EUA | 10190302000222 | DII | SARS coronavirus 2 N gene | PrThr | Pt | Respiratory | Ord | Probe.amp.tar | 20210217 | 2.69
BioSewoom, Inc. | Real-Q 2019-nCoV Detection Kit* | SARS-CoV-2 Result | Nasopharyngeal (NP) swab (258500001^Nasopharyngeal swab^SCT) NP aspirates (258411007^Nasopharyngeal aspirate^SCT) nasal mid-turbinate swab (1293160008^Swab from middle region of inferior nasal meatus^SCT) nasal swab (445297001^Swab of internal nose^SCT) oropharyngeal (throat) swab (258529004^Throat swab^SCT) combined nasopharyngeal/oropharyngeal (NP/OP) swabs (433801000124107^Nasopharyngeal and oropharyngeal swab^SCT) sputum (119334006^Sputum specimen^SCT) tracheal aspirates (445447003^Specimen from trachea obtained by aspiration^SCT) bronchoalveolar lavage (BAL) specimens (258607008^Bronchoalveolar lavage fluid sample^SCT) | 2019-nCoV positive (260373001^Detected^SCT) Presumptive positive for 2019-nCoV (720735008^Presumptive positive^SCT) Negative (260415000^Not Detected^SCT) Invalid (455371000124106^Invalid result^SCT or 125154007^Specimen unsatisfactory for evaluation^SCT) | 94500-6 | SARS-CoV-2 (COVID-19) RNA [Presence] in Respiratory specimen by NAA with probe detection | 94531-1 | SARS-CoV-2 (COVID-19) RNA panel - Respiratory specimen by NAA with probe detection |  |  |  | Real-Q 2019-nCoV Detection Kit_BioSewoom, Inc. | EUA | ABI 7500 Real-Time PCR_Thermo Fisher | MNI | SARS coronavirus 2 RNA | PrThr | Pt | Respiratory | Ord | Probe.amp.tar | 20200728 | 2.68
BioSewoom, Inc. | Real-Q 2019-nCoV Detection Kit* | SARS-CoV-2 Result | Nasopharyngeal (NP) swab (258500001^Nasopharyngeal swab^SCT) NP aspirates (258411007^Nasopharyngeal aspirate^SCT) nasal mid-turbinate swab (1293160008^Swab from middle region of inferior nasal meatus^SCT) nasal swab (445297001^Swab of internal nose^SCT) oropharyngeal (throat) swab (258529004^Throat swab^SCT) combined nasopharyngeal/oropharyngeal (NP/OP) swabs (433801000124107^Nasopharyngeal and oropharyngeal swab^SCT) sputum (119334006^Sputum specimen^SCT) tracheal aspirates (445447003^Specimen from trachea obtained by aspiration^SCT) bronchoalveolar lavage (BAL) specimens (258607008^Bronchoalveolar lavage fluid sample^SCT) | 2019-nCoV positive (260373001^Detected^SCT) Presumptive positive for 2019-nCoV (720735008^Presumptive positive^SCT) Negative (260415000^Not Detected^SCT) Invalid (455371000124106^Invalid result^SCT or 125154007^Specimen unsatisfactory for evaluation^SCT) | 94500-6 | SARS-CoV-2 (COVID-19) RNA [Presence] in Respiratory specimen by NAA with probe detection | 94531-1 | SARS-CoV-2 (COVID-19) RNA panel - Respiratory specimen by NAA with probe detection |  |  |  | Real-Q 2019-nCoV Detection Kit_BioSewoom, Inc. | EUA | ABI 7500 FAST Real-Time PCR_Thermo Fisher | MNI | SARS coronavirus 2 RNA | PrThr | Pt | Respiratory | Ord | Probe.amp.tar | 20200728 | 2.68
BioSewoom, Inc. | Real-Q 2019-nCoV Detection Kit* | SARS-CoV-2 Result | Nasopharyngeal (NP) swab (258500001^Nasopharyngeal swab^SCT) NP aspirates (258411007^Nasopharyngeal aspirate^SCT) nasal mid-turbinate swab (1293160008^Swab from middle region of inferior nasal meatus^SCT) nasal swab (445297001^Swab of internal nose^SCT) oropharyngeal (throat) swab (258529004^Throat swab^SCT) combined nasopharyngeal/oropharyngeal (NP/OP) swabs (433801000124107^Nasopharyngeal and oropharyngeal swab^SCT) sputum (119334006^Sputum specimen^SCT) tracheal aspirates (445447003^Specimen from trachea obtained by aspiration^SCT) bronchoalveolar lavage (BAL) specimens (258607008^Bronchoalveolar lavage fluid sample^SCT) | 2019-nCoV positive (260373001^Detected^SCT) Presumptive positive for 2019-nCoV (720735008^Presumptive positive^SCT) Negative (260415000^Not Detected^SCT) Invalid (455371000124106^Invalid result^SCT or 125154007^Specimen unsatisfactory for evaluation^SCT) | 94500-6 | SARS-CoV-2 (COVID-19) RNA [Presence] in Respiratory specimen by NAA with probe detection | 94531-1 | SARS-CoV-2 (COVID-19) RNA panel - Respiratory specimen by NAA with probe detection |  |  |  | Real-Q 2019-nCoV Detection Kit_BioSewoom, Inc. | EUA | 10190302015592 | DII | SARS coronavirus 2 RNA | PrThr | Pt | Respiratory | Ord | Probe.amp.tar | 20200728 | 2.68
BioSewoom, Inc. | Real-Q 2019-nCoV Detection Kit* | SARS-CoV-2 Result | Nasopharyngeal (NP) swab (258500001^Nasopharyngeal swab^SCT) NP aspirates (258411007^Nasopharyngeal aspirate^SCT) nasal mid-turbinate swab (1293160008^Swab from middle region of inferior nasal meatus^SCT) nasal swab (445297001^Swab of internal nose^SCT) oropharyngeal (throat) swab (258529004^Throat swab^SCT) combined nasopharyngeal/oropharyngeal (NP/OP) swabs (433801000124107^Nasopharyngeal and oropharyngeal swab^SCT) sputum (119334006^Sputum specimen^SCT) tracheal aspirates (445447003^Specimen from trachea obtained by aspiration^SCT) bronchoalveolar lavage (BAL) specimens (258607008^Bronchoalveolar lavage fluid sample^SCT) | 2019-nCoV positive (260373001^Detected^SCT) Presumptive positive for 2019-nCoV (720735008^Presumptive positive^SCT) Negative (260415000^Not Detected^SCT) Invalid (455371000124106^Invalid result^SCT or 125154007^Specimen unsatisfactory for evaluation^SCT) | 94500-6 | SARS-CoV-2 (COVID-19) RNA [Presence] in Respiratory specimen by NAA with probe detection | 94531-1 | SARS-CoV-2 (COVID-19) RNA panel - Respiratory specimen by NAA with probe detection |  |  |  | Real-Q 2019-nCoV Detection Kit_BioSewoom, Inc. | EUA | CFX96 Touch Real-Time PCR System_BioRad | MNI | SARS coronavirus 2 RNA | PrThr | Pt | Respiratory | Ord | Probe.amp.tar | 20200728 | 2.68
BioSewoom, Inc. | Real-Q 2019-nCoV Detection Kit* | SARS-CoV-2 Result | Nasopharyngeal (NP) swab (258500001^Nasopharyngeal swab^SCT) NP aspirates (258411007^Nasopharyngeal aspirate^SCT) nasal mid-turbinate swab (1293160008^Swab from middle region of inferior nasal meatus^SCT) nasal swab (445297001^Swab of internal nose^SCT) oropharyngeal (throat) swab (258529004^Throat swab^SCT) combined nasopharyngeal/oropharyngeal (NP/OP) swabs (433801000124107^Nasopharyngeal and oropharyngeal swab^SCT) sputum (119334006^Sputum specimen^SCT) tracheal aspirates (445447003^Specimen from trachea obtained by aspiration^SCT) bronchoalveolar lavage (BAL) specimens (258607008^Bronchoalveolar lavage fluid sample^SCT) | 2019-nCoV positive (260373001^Detected^SCT) Presumptive positive for 2019-nCoV (720735008^Presumptive positive^SCT) Negative (260415000^Not Detected^SCT) Invalid (455371000124106^Invalid result^SCT or 125154007^Specimen unsatisfactory for evaluation^SCT) | 94500-6 | SARS-CoV-2 (COVID-19) RNA [Presence] in Respiratory specimen by NAA with probe detection | 94531-1 | SARS-CoV-2 (COVID-19) RNA panel - Respiratory specimen by NAA with probe detection |  |  |  | Real-Q 2019-nCoV Detection Kit_BioSewoom, Inc. | EUA | CFX96 DX Real-Time PCR System_BioRad | MNI | SARS coronavirus 2 RNA | PrThr | Pt | Respiratory | Ord | Probe.amp.tar | 20200728 | 2.68
Biosynchronicity Corporation | C-Sync COVID-19 Antigen Test | SARS-CoV-2 nucleocapsid protein + spike protein interpretation | anterior nasal swabs (697989009^Anterior nares swab^SCT) | Positive (260373001^Detected^SCT) Negative (260415000^Not detected^SCT) Invalid (455371000124106^Invalid result^SCT or 125154007^Specimen unsatisfactory for evaluation^SCT) | 95209-3 | SARS-CoV+SARS-CoV-2 (COVID-19) Ag [Presence] in Respiratory specimen by Rapid immunoassay | 95209-3 | SARS-CoV+SARS-CoV-2 (COVID-19) Ag [Presence] in Respiratory specimen by Rapid immunoassay | Does not differentiate between SARS-CoV or SARS-CoV-2 viruses. |  |  | C-Sync COVID-19 Antigen Test_Biosynchronicity Corporation | EUA | No Equipment | (NA) | SARS coronavirus+SARS coronavirus 2 Ag | PrThr | Pt | Respiratory | Ord | IA.rapid | 20230329 | 2.70
BioTeke USA, LLC | Bio-Self COVID-19 Antigen Home Test | SARS-CoV-2 nucleocapsid protein antigen | anterior nasal swabs (697989009^Anterior nares swab^SCT) | Positive for COVID-19 (260373001^Detected^SCT) Negative for COVID-19 (260415000^Not detected^SCT) Invalid (455371000124106^Invalid result^SCT or 125154007^Specimen unsatisfactory for evaluation^SCT) | 97097-0 | SARS-CoV-2 (COVID-19) Ag [Presence] in Upper respiratory specimen by Rapid immunoassay | 97097-0 | SARS-CoV-2 (COVID-19) Ag [Presence] in Upper respiratory specimen by Rapid immunoassay |  |  |  | Bio-Self COVID-19 Antigen Home Test_BioTeke USA, LLC | EUA | No Equipment | NA | SARS coronavirus 2 Ag | PrThr | Pt | Respiratory.upper | Ord | IA.rapid | 20230601 | 2.74
BioTNS Co. Ltd. | COVID-19 RT-PCR Peptide Nucleic Acid (PNA) kit* | SARS-CoV-2 Result Interpretation | nasopharyngeal swabs (258500001^Nasopharyngeal swab^SCT) oropharyngeal swabs (258529004^Throat swab^SCT) anterior nasal swabs (697989009^Anterior nares swab^SCT) mid-turbinate nasal swabs (1293160008^Swab from middle region of inferior nasal meatus^SCT) bronchoalveolar lavage (BAL) (258607008^Bronchoalveolar lavage fluid sample^SCT) nasopharyngeal wash/aspirates (258467004^Nasopharyngeal washings^SCT or 258411007^Nasopharyngeal aspirate^SCT) nasal aspirates (429931000124105^Nasal aspirate specimen^SCT) | Negative (260415000^Not Detected^SCT) Positive (260373001^Detected^SCT) Invalid (455371000124106^Invalid result^SCT or 125154007^Specimen unsatisfactory for evaluation^SCT) | 94500-6 | SARS-CoV-2 (COVID-19) RNA [Presence] in Respiratory specimen by NAA with probe detection | 94531-1 | SARS Coronavirus 2 RNA panel - Respiratory specimen by NAA with probe detection |  |  |  | COVID-19 RT-PCR Peptide Nucleic Acid (PNA) kit_BioTNS Co. Ltd. | EUA | CFX96 Real-Time PCR System_BioRad | MNI | SARS coronavirus 2 RNA | PrThr | Pt | Respiratory | Ord | Probe.amp.tar | 20220727 | 2.68
BioTNS Co. Ltd. | COVID-19 RT-PCR Peptide Nucleic Acid (PNA) kit* | SARS-CoV-2 Result Interpretation | nasopharyngeal swabs (258500001^Nasopharyngeal swab^SCT) oropharyngeal swabs (258529004^Throat swab^SCT) anterior nasal swabs (697989009^Anterior nares swab^SCT) mid-turbinate nasal swabs (1293160008^Swab from middle region of inferior nasal meatus^SCT) bronchoalveolar lavage (BAL) (258607008^Bronchoalveolar lavage fluid sample^SCT) nasopharyngeal wash/aspirates (258467004^Nasopharyngeal washings^SCT or 258411007^Nasopharyngeal aspirate^SCT) nasal aspirates (429931000124105^Nasal aspirate specimen^SCT) | Negative (260415000^Not Detected^SCT) Positive (260373001^Detected^SCT) Invalid (455371000124106^Invalid result^SCT or 125154007^Specimen unsatisfactory for evaluation^SCT) | 94500-6 | SARS-CoV-2 (COVID-19) RNA [Presence] in Respiratory specimen by NAA with probe detection | 94531-1 | SARS Coronavirus 2 RNA panel - Respiratory specimen by NAA with probe detection |  |  |  | COVID-19 RT-PCR Peptide Nucleic Acid (PNA) kit_BioTNS Co. Ltd. | EUA | ABI 7500 FAST Real-Time PCR_Thermo Fisher | MNI | SARS coronavirus 2 RNA | PrThr | Pt | Respiratory | Ord | Probe.amp.tar | 20220727 | 2.68
BioTNS Co. Ltd. | COVID-19 RT-PCR Peptide Nucleic Acid (PNA) kit* | SARS-CoV-2 Result Interpretation | nasopharyngeal swabs (258500001^Nasopharyngeal swab^SCT) oropharyngeal swabs (258529004^Throat swab^SCT) anterior nasal swabs (697989009^Anterior nares swab^SCT) mid-turbinate nasal swabs (1293160008^Swab from middle region of inferior nasal meatus^SCT) bronchoalveolar lavage (BAL) (258607008^Bronchoalveolar lavage fluid sample^SCT) nasopharyngeal wash/aspirates (258467004^Nasopharyngeal washings^SCT or 258411007^Nasopharyngeal aspirate^SCT) nasal aspirates (429931000124105^Nasal aspirate specimen^SCT) | Negative (260415000^Not Detected^SCT) Positive (260373001^Detected^SCT) Invalid (455371000124106^Invalid result^SCT or 125154007^Specimen unsatisfactory for evaluation^SCT) | 94500-6 | SARS-CoV-2 (COVID-19) RNA [Presence] in Respiratory specimen by NAA with probe detection | 94531-1 | SARS Coronavirus 2 RNA panel - Respiratory specimen by NAA with probe detection |  |  |  | COVID-19 RT-PCR Peptide Nucleic Acid (PNA) kit_BioTNS Co. Ltd. | EUA | ABI 7500 Real-Time PCR_Thermo Fisher | MNI | SARS coronavirus 2 RNA | PrThr | Pt | Respiratory | Ord | Probe.amp.tar | 20220727 | 2.68
Boston Heart Diagnostics | LDT: Boston Heart COVID-19 RT-PCR Test* | SARS-CoV-2 Result Interpretation | nasal swab (445297001^Swab of internal nose^SCT) mid-turbinate swab (1293160008^Swab from middle region of inferior nasal meatus^SCT) nasopharyngeal swab (258500001^Nasopharyngeal swab^SCT) oropharyngeal swab (258529004^Throat swab^SCT) nasopharyngeal aspirate (258411007^Nasopharyngeal aspirate^SCT) bronchoalveolar lavage specimens (258607008^Bronchoalveolar lavage fluid sample^SCT) | Invalid (455371000124106^Invalid result^SCT or 125154007^Specimen unsatisfactory for evaluation^SCT) SARS-CoV-2 Not Detected (260415000^Not Detected^SCT) SARS-CoV-2 Presumptive Positive (720735008^Presumptive positive^SCT) SARS-CoV-2 Detected (260373001^Detected^SCT) | 94500-6 | SARS-CoV-2 (COVID-19) RNA [Presence] in Respiratory specimen by NAA with probe detection | 94531-1 | SARS-CoV-2 (COVID-19) RNA panel - Respiratory specimen by NAA with probe detection | Testing is limited to the Boston Heart Diagnostics laboratory, located at 200 Crossing Blvd., Framingham, MA 01702 |  |  | Boston Heart COVID-19 RT-PCR Test_Boston Heart Diagnostics | EUA | ABI QuantStudio 12K Flex_Thermo Fisher | MNI | SARS coronavirus 2 RNA | PrThr | Pt | Respiratory | Ord | Probe.amp.tar | 20200728 | 2.68
Boston Medical Center | LDT: BMC-CReM COVID-19 Test* | SARS-CoV-2 Result Interpretation | nasopharyngeal swabs (258500001^Nasopharyngeal swab^SCT) oropharyngeal swabs (258529004^Throat swab^SCT) anterior nasal swabs (697989009^Anterior nares swab^SCT) mid-turbinate nasal swabs (1293160008^Swab from middle region of inferior nasal meatus^SCT) nasopharyngeal washes/aspirates (258467004^Nasopharyngeal washings^SCT or 258411007^Nasopharyngeal aspirate^SCT) nasal aspirates (429931000124105^Nasal aspirate specimen^SCT) bronchoalveolar lavage specimens (258607008^Bronchoalveolar lavage fluid sample^SCT) | SARS-CoV-2 Detected (260373001^Detected^SCT) Inconclusive (419984006^Inconclusive^SCT) SARS-CoV-2 Not Detected (260415000^Not Detected^SCT) Invalid test (455371000124106^Invalid result^SCT or 125154007^Specimen unsatisfactory for evaluation^SCT) | 94533-7 | SARS-CoV-2 (COVID-19) N gene [Presence] in Respiratory specimen by NAA with probe detection | 94533-7 | SARS-CoV-2 (COVID-19) N gene [Presence] in Respiratory specimen by NAA with probe detection | Testing is limited to the Boston Medical Center/ Department of Pathology and Laboratory Medicine located at 1 Boston Medical Center Place, Boston, MA 02118 |  |  | BMC-CReM COVID-19 Test_Boston Medical Center | EUA | ABI QuantStudio 6 Flex_Thermo Fisher | MNI | SARS coronavirus 2 N gene | PrThr | Pt | Respiratory | Ord | Probe.amp.tar | 20200728 | 2.68
Cedars-Sinai Medical Center | LDT: SARS-CoV-2 Assay* | SARS-CoV-2 RNA | Nasopharyngeal swab (258500001^Nasopharyngeal swab^SCT) | Detected(260373001^Detected^SCT) Not detected (260415000^Not detected^SCT) Invalid (455371000124106^Invalid result^SCT) | 94559-2 | SARS coronavirus 2 ORF1ab region [Presence] in Respiratory specimen by NAA with probe detection | 94559-2 | SARS coronavirus 2 ORF1ab region [Presence] in Respiratory specimen by NAA with probe detection |  |  |  | SARS-CoV-2-Assay_Cedars-Sinai Medical Center, Department of Pathology and Laboratory Medicine | EUA | ABI QuantStudio 6 Flex_Thermo Fisher | MNI | SARS coronavirus 2 ORF1ab region | PrThr | Pt | Respiratory | Ord | Probe.amp.tar | 20220727 | 2.68
Cedars-Sinai Medical Center | LDT: SARS-CoV-2 Assay* | SARS-CoV-2 RNA | Nasopharyngeal swab (258500001^Nasopharyngeal swab^SCT) | Detected(260373001^Detected^SCT) Not detected (260415000^Not detected^SCT) Invalid (455371000124106^Invalid result^SCT) | 94559-2 | SARS coronavirus 2 ORF1ab region [Presence] in Respiratory specimen by NAA with probe detection | 94559-2 | SARS coronavirus 2 ORF1ab region [Presence] in Respiratory specimen by NAA with probe detection |  |  |  | SARS-CoV-2-Assay_Cedars-Sinai Medical Center, Department of Pathology and Laboratory Medicine | EUA | ABI 7500 FAST Real-Time PCR_Thermo Fisher | MNI | SARS coronavirus 2 ORF1ab region | PrThr | Pt | Respiratory | Ord | Probe.amp.tar | 20220727 | 2.68
Cellex | qSARS-CoV-2 IgG/IgM Rapid Test* | IgG anti- SARS-CoV-2 | Serum (119364003^Serum specimen^SCT) Plasma (119361006^Plasma specimen^SCT) Whole Blood (258580003^Whole blood sample^SCT) | positive (10828004^Positive^SCT) weakly positive (260408008^Weakly positive^SCT) negative (260385009^Negative^SCT) invalid (455371000124106^Invalid result^SCT or 125154007^Specimen unsatisfactory for evaluation^SCT) | 94507-1 | SARS coronavirus 2 IgG Ab [Presence] in Serum or Plasma by Rapid immunoassay | 94503-0 | SARS coronavirus 2 IgG and IgM panel - Serum or Plasma Qualitative by Rapid immunoassay |  |  |  | qSARS-CoV-2 IgG/IgM Rapid Test_Cellex Inc. | EUA | No Equipment | NA | SARS coronavirus 2 Ab.IgG | PrThr | Pt | Ser/Plas | Ord | IA.rapid | 20200428 | 2.68
Cellex | qSARS-CoV-2 IgG/IgM Rapid Test* | IgM anti-SARS-CoV-2 | Serum (119364003^Serum specimen^SCT) Plasma (119361006^Plasma specimen^SCT) Whole Blood (258580003^Whole blood sample^SCT) | positive (10828004^Positive^SCT) weakly positive (260408008^Weakly positive^SCT) negative (260385009^Negative^SCT) invalid (455371000124106^Invalid result^SCT or 125154007^Specimen unsatisfactory for evaluation^SCT) | 94508-9 | SARS coronavirus 2 IgM Ab [Presence] in Serum or Plasma by Rapid immunoassay | 94503-0 | SARS coronavirus 2 IgG and IgM panel - Serum or Plasma Qualitative by Rapid immunoassay |  |  |  | qSARS-CoV-2 IgG/IgM Rapid Test_Cellex Inc. | EUA | No Equipment | NA | SARS coronavirus 2 Ab.IgM | PrThr | Pt | Ser/Plas | Ord | IA.rapid | 20200428 | 2.68
Celltrion USA, Inc. | Celltrion DiaTrust COVID-19 Ag Home Test* | SARS-CoV-2 nucleocapsid protein antigen and/or receptor binding domain (RBD) | mid-turbinate swab (1293160008^Swab from middle region of inferior nasal meatus^SCT) | Negative result (260415000^Not Detected^SCT) Positive result (260373001^Detected^SCT) Invalid result (455371000124106^Invalid result^SCT or 125154007^Specimen unsatisfactory for evaluation^SCT) | 97097-0 | SARS-CoV-2 (COVID-19) Ag [Presence] in Upper respiratory specimen by Rapid immunoassay | 97097-0 | SARS-CoV-2 (COVID-19) Ag [Presence] in Upper respiratory specimen by Rapid immunoassay |  |  |  | Celltrion DiaTrust COVID-19 Ag Home Test_Celltrion USA, Inc. | EUA | No Equipment | NA | SARS coronavirus 2 Ag | PrThr | Pt | Respiratory.upper | Ord | IA.rapid | 20211027 | 2.70
Celltrion USA, Inc. | Celltrion DiaTrust COVID-19 Ag Rapid Test* | SARS-CoV-2 nucleocapsid and RBD protein antigen | mid-turbinate nasal swabs(1293160008^Swab from middle region of inferior nasal meatus^SCT) | Negative (260415000^Not Detected^SCT) Positive (260373001^Detected^SCT) Invalid (455371000124106^Invalid result^SCT or 125154007^Specimen unsatisfactory for evaluation^SCT) | 95209-3 | SARS-CoV+SARS-CoV-2 (COVID-19) Ag [Presence] in Respiratory specimen by Rapid immunoassay | 95209-3 | SARS-CoV+SARS-CoV-2 (COVID-19) Ag [Presence] in Respiratory specimen by Rapid immunoassay | This test is also distributed under the brand name: • Humasis COVID-19 Ag Test |  |  | Celltrion DiaTrust COVID-19 Ag Rapid Test_Celltrion USA, Inc. | EUA | No Equipment | NA | SARS coronavirus+SARS coronavirus 2 Ag | PrThr | Pt | Respiratory | Ord | IA.rapid | 20230215 | 2.69
Celltrion USA, Inc. | Sampinute COVID-19 Antigen MIA | SARS-CoV-2 Antigen Interpretation | nasopharyngeal swab (258500001^Nasopharyngeal swab^SCT) | SARS-CoV-2 spike proteins are detected. (260373001^Detected^SCT) SARS-CoV-2 spike proteins are not detected. (260415000^Not Detected^SCT) | 96119-3 | SARS-CoV-2 (COVID-19) Ag [Presence] in Upper respiratory specimen by Immunoassay | 96119-3 | SARS-CoV-2 (COVID-19) Ag [Presence] in Upper respiratory specimen by Immunoassay |  |  |  | Sampinute COVID-19 Antigen MIA_Celltrion USA, Inc. | EUA | Sampinute Analyzer_Celltrion | MNI | SARS coronavirus 2 Ag | PrThr | Pt | Respiratory.upper | Ord | IA | 20230308 | 2.74
Centers for Disease Control and Prevention (CDC) | CDC 2019-nCoV Real-Time RT-PCR Diagnostic Panel (CDC) | 2019nCoV Result Interpretation | nasopharyngeal swab (258500001^Nasopharyngeal swab^SCT) oropharyngeal swabs (258529004^Throat swab^SCT) nasal swab (445297001^Swab of internal nose^SCT) NP/OP combined swab (433801000124107^Nasopharyngeal and oropharyngeal swab^SCT) sputum (119334006^Sputum specimen^SCT) lower respiratory tract aspirates (309171007^Lower respiratory fluid sample^SCT) bronchoalveolar lavage (258607008^Bronchoalveolar lavage fluid sample^SCT) nasopharyngeal wash (258467004^Nasopharyngeal washings^SCT) nasopharyngeal aspirate (258411007^Nasopharyngeal aspirate^SCT) nasal aspirate (429931000124105^Nasal aspirate specimen^SCT) | Detected (260373001^Detected^SCT) Not Detected (260415000^Not detected^SCT) Inconclusive (419984006^Inconclusive^SCT) Invalid Result (455371000124106^Invalid result^SCT or 125154007^Specimen unsatisfactory for evaluation^SCT) | 94309-2 | SARS Coronavirus 2 RNA [Presence] in Unspecified specimen Qualitative by NAA with probe detection | 94306-8 | SARS Coronavirus 2 RNA panel - Unspecified specimen by NAA with probe detection | This test received the first SARS-CoV-2 EUA and the LOINC code requested was for SARS-CoV-2 RNA, rather than for the N gene. Also, the LOINC code is for 'Unspecified specimen' because CDC allowed for other sample types in addition to respiratory specimens. |  |  | CDC 2019-nCoV Real-Time RT-PCR Diagnostic Panel (CDC)_Centers for Disease Control and Prevention (CDC) | EUA | 10190302000222 | DII | SARS Coronavirus 2 RNA | PrThr | PT | XXX | Ord | Probe.amp.tar | 20210929 | 2.68
Centers for Disease Control and Prevention (CDC) | CDC 2019-nCoV Real-Time RT-PCR Diagnostic Panel (CDC) | 2019nCoV_N1 | nasopharyngeal swab (258500001^Nasopharyngeal swab^SCT) oropharyngeal swabs (258529004^Throat swab^SCT) NP/OP combined swab (433801000124107^Nasopharyngeal and oropharyngeal swab^SCT) nasal swab (445297001^Swab of internal nose^SCT) sputum (119334006^Sputum specimen^SCT) lower respiratory tract aspirates (309171007^Lower respiratory fluid sample^SCT) bronchoalveolar lavage (258607008^Bronchoalveolar lavage fluid sample^SCT) nasopharyngeal wash (258467004^Nasopharyngeal washings^SCT) nasopharyngeal aspirate (258411007^Nasopharyngeal aspirate^SCT) nasal aspirate (429931000124105^Nasal aspirate specimen^SCT) | + (260373001^Detected^SCT) - (260415000^Not Detected^SCT) | 94307-6 | SARS Coronavirus 2 N gene [Presence] in Unspecified specimen by Nucleic acid amplification using primer-probe set N1 | 94306-8 | SARS Coronavirus 2 RNA panel - Unspecified specimen by NAA with probe detection | This test received the first SARS-CoV-2 EUA and the LOINC code requested was for SARS-CoV-2 RNA, rather than for the N gene. Also, the LOINC code is for 'Unspecified specimen' because CDC allowed for other sample types in addition to respiratory specimens. |  |  | CDC 2019-nCoV Real-Time RT-PCR Diagnostic Panel (CDC)_Centers for Disease Control and Prevention (CDC) | EUA | 10190302000222 | DII | SARS Coronavirus 2 N gene | PrThr | PT | XXX | Ord | Probe.amp.tar.primer-probe set N1 | 20210929 | 2.68
Centers for Disease Control and Prevention (CDC) | CDC 2019-nCoV Real-Time RT-PCR Diagnostic Panel (CDC) | 2019nCoV_N2 | nasopharyngeal swab (258500001^Nasopharyngeal swab^SCT) oropharyngeal swabs (258529004^Throat swab^SCT) NP/OP combined swab (433801000124107^Nasopharyngeal and oropharyngeal swab^SCT) nasal swab (445297001^Swab of internal nose^SCT) sputum (119334006^Sputum specimen^SCT) lower respiratory tract aspirates (309171007^Lower respiratory fluid sample^SCT) bronchoalveolar lavage (258607008^Bronchoalveolar lavage fluid sample^SCT) nasopharyngeal wash (258467004^Nasopharyngeal washings^SCT) nasopharyngeal aspirate (258411007^Nasopharyngeal aspirate^SCT) nasal aspirate (429931000124105^Nasal aspirate specimen^SCT) | + (260373001^Detected^SCT) - (260415000^Not Detected^SCT) | 94308-4 | SARS Coronavirus 2 N gene [Presence] in Unspecified specimen by Nucleic acid amplification using primer-probe set N2 | 94306-8 | SARS Coronavirus 2 RNA panel - Unspecified specimen by NAA with probe detection | This test received the first SARS-CoV-2 EUA and the LOINC code requested was for SARS-CoV-2 RNA, rather than for the N gene. Also, the LOINC code is for 'Unspecified specimen' because CDC allowed for other sample types in addition to respiratory specimens. |  |  | CDC 2019-nCoV Real-Time RT-PCR Diagnostic Panel (CDC)_Centers for Disease Control and Prevention (CDC) | EUA | 10190302000222 | DII | SARS Coronavirus 2 N gene | PrThr | PT | XXX | Ord | Probe.amp.tar.primer-probe set N2 | 20210929 | 2.68
Centers for Disease Control and Prevention (CDC) | CDC 2019-nCoV Real-Time RT-PCR Diagnostic Panel (CDC) | RP | nasopharyngeal swab (258500001^Nasopharyngeal swab^SCT) oropharyngeal swabs (258529004^Throat swab^SCT) NP/OP combined swab (433801000124107^Nasopharyngeal and oropharyngeal swab^SCT) nasal swab (445297001^Swab of internal nose^SCT) sputum (119334006^Sputum specimen^SCT) lower respiratory tract aspirates (309171007^Lower respiratory fluid sample^SCT) bronchoalveolar lavage (258607008^Bronchoalveolar lavage fluid sample^SCT) nasopharyngeal wash (258467004^Nasopharyngeal washings^SCT) nasopharyngeal aspirate (258411007^Nasopharyngeal aspirate^SCT) nasal aspirate (429931000124105^Nasal aspirate specimen^SCT) | + (260373001^Detected^SCT) - (260415000^Not Detected^SCT) | 68993-5 | Human RNase P RNA [Presence] in Unspecified specimen by NAA with probe detection | 94306-8 | SARS Coronavirus 2 RNA panel - Unspecified specimen by NAA with probe detection | This test received the first SARS-CoV-2 EUA and the LOINC code requested was for SARS-CoV-2 RNA, rather than for the N gene. Also, the LOINC code is for 'Unspecified specimen' because CDC allowed for other sample types in addition to respiratory specimens. |  |  | CDC 2019-nCoV Real-Time RT-PCR Diagnostic Panel (CDC)_Centers for Disease Control and Prevention (CDC) | EUA | 10190302000222 | DII | Human RNase P RNA | PrThr | PT | XXX | Ord | Probe.amp.tar | 20210929 | 2.68
Centers for Disease Control and Prevention (CDC) | Influenza SARS-CoV-2 (Flu SC2) Multiplex Assay* | Influenza SARS-CoV-2 Result Interpretation | nasopharyngeal swabs (258500001^Nasopharyngeal swab^SCT) oropharyngeal swabs (258529004^Throat swab^SCT) nasal swabs (445297001^Swab of internal nose^SCT) sputum (119334006^Sputum specimen^SCT) lower respiratory tract aspirates (309171007^Lower respiratory fluid sample^SCT) bronchoalveolar lavage (258607008^Bronchoalveolar lavage fluid sample^SCT) nasopharyngeal wash/aspirate (258467004^Nasopharyngeal washings^SCT or 258411007^Nasopharyngeal aspirate^SCT) nasal aspirate (429931000124105^Nasal aspirate specimen^SCT) | influenza A RNA detected (407479009^Influenza A virus^SCT) influenza B RNA detected (407480007^Influenza B virus^SCT) SC2 RNA detected (840533007^Severe acute respiratory syndrome coronavirus 2^SCT) influenza B and SC2 RNA detected (407480007^Influenza B virus^SCT and 840533007^Severe acute respiratory syndrome coronavirus 2^SCT) influenza A and influenza B RNA detected (407479009^Influenza A virus^SCT and 407480007^Influenza B virus^SCT) influenza A and SC2 RNA detected (407479009^Influenza A virus^SCT and 840533007^Severe acute respiratory syndrome coronavirus 2^SCT) influenza A, influenza B and SC2 RNA detected (407479009^Influenza A virus^SCT and 407480007^Influenza B virus^SCT and 840533007^Severe acute respiratory syndrome coronavirus 2^SCT) Not Detected (260415000^Not Detected^SCT) Invalid result (455371000124106^Invalid result^SCT or 125154007^Specimen unsatisfactory for evaluation^SCT) | 95423-0 | Influenza virus A and B and SARS-CoV-2 (COVID-19) identified in Respiratory specimen by NAA with probe detection | 95422-2 | Influenza virus A and B and SARS-CoV-2 (COVID-19) RNA panel - Respiratory specimen by NAA with probe detection |  |  |  | Influenza SARS-CoV-2 (Flu SC2) Multiplex Assay_Centers for Disease Control and Prevention (CDC) | EUA | 10190302000222 | DII | Influenza virus A & Influenza virus B & SARS coronavirus 2 identified | Prid | Pt | Respiratory | Nom | Probe.amp.tar | 20210217 | 2.69
Centers for Disease Control and Prevention (CDC) | Influenza SARS-CoV-2 (Flu SC2) Multiplex Assay* | InfA Result | nasopharyngeal swabs (258500001^Nasopharyngeal swab^SCT) oropharyngeal swabs (258529004^Throat swab^SCT) nasal swabs (445297001^Swab of internal nose^SCT) sputum (119334006^Sputum specimen^SCT) lower respiratory tract aspirates (309171007^Lower respiratory fluid sample^SCT) bronchoalveolar lavage (258607008^Bronchoalveolar lavage fluid sample^SCT) nasopharyngeal wash/aspirate (258467004^Nasopharyngeal washings^SCT or 258411007^Nasopharyngeal aspirate^SCT) nasal aspirate (429931000124105^Nasal aspirate specimen^SCT) | + (260373001^Detected^SCT) - (260415000^Not Detected^SCT) | 92142-9 | Influenza virus A RNA [Presence] in Respiratory specimen by NAA with probe detection | 95422-2 | Influenza virus A and B and SARS-CoV-2 (COVID-19) RNA panel - Respiratory specimen by NAA with probe detection |  |  |  | Influenza SARS-CoV-2 (Flu SC2) Multiplex Assay_Centers for Disease Control and Prevention (CDC) | EUA | 10190302000222 | DII | Influenza virus A RNA | PrThr | Pt | Respiratory | Ord | Probe.amp.tar | 20210217 | 2.68
Centers for Disease Control and Prevention (CDC) | Influenza SARS-CoV-2 (Flu SC2) Multiplex Assay* | InfB Result | nasopharyngeal swabs (258500001^Nasopharyngeal swab^SCT) oropharyngeal swabs (258529004^Throat swab^SCT) nasal swabs (445297001^Swab of internal nose^SCT) sputum (119334006^Sputum specimen^SCT) lower respiratory tract aspirates (309171007^Lower respiratory fluid sample^SCT) bronchoalveolar lavage (258607008^Bronchoalveolar lavage fluid sample^SCT) nasopharyngeal wash/aspirate (258467004^Nasopharyngeal washings^SCT or 258411007^Nasopharyngeal aspirate^SCT) nasal aspirate (429931000124105^Nasal aspirate specimen^SCT) | + (260373001^Detected^SCT) - (260415000^Not Detected^SCT) | 92141-1 | Influenza virus B RNA [Presence] in Respiratory specimen by NAA with probe detection | 95422-2 | Influenza virus A and B and SARS-CoV-2 (COVID-19) RNA panel - Respiratory specimen by NAA with probe detection |  |  |  | Influenza SARS-CoV-2 (Flu SC2) Multiplex Assay_Centers for Disease Control and Prevention (CDC) | EUA | 10190302000222 | DII | Influenza virus B RNA | PrThr | Pt | Respiratory | Ord | Probe.amp.tar | 20210217 | 2.68
Centers for Disease Control and Prevention (CDC) | Influenza SARS-CoV-2 (Flu SC2) Multiplex Assay* | SC2 Result | nasopharyngeal swabs (258500001^Nasopharyngeal swab^SCT) oropharyngeal swabs (258529004^Throat swab^SCT) nasal swabs (445297001^Swab of internal nose^SCT) sputum (119334006^Sputum specimen^SCT) lower respiratory tract aspirates (309171007^Lower respiratory fluid sample^SCT) bronchoalveolar lavage (258607008^Bronchoalveolar lavage fluid sample^SCT) nasopharyngeal wash/aspirate (258467004^Nasopharyngeal washings^SCT or 258411007^Nasopharyngeal aspirate^SCT) nasal aspirate (429931000124105^Nasal aspirate specimen^SCT) | + (260373001^Detected^SCT) - (260415000^Not Detected^SCT) | 94533-7 | SARS-CoV-2 (COVID-19) N gene [Presence] in Respiratory specimen by NAA with probe detection | 95422-2 | Influenza virus A and B and SARS-CoV-2 (COVID-19) RNA panel - Respiratory specimen by NAA with probe detection |  |  |  | Influenza SARS-CoV-2 (Flu SC2) Multiplex Assay_Centers for Disease Control and Prevention (CDC) | EUA | 10190302000222 | DII | SARS coronavirus 2 N gene | PrThr | Pt | Respiratory | Ord | Probe.amp.tar | 20210217 | 2.68
Centers for Disease Control and Prevention (CDC) | Influenza SARS-CoV-2 (Flu SC2) Multiplex Assay* | RP Result | nasopharyngeal swabs (258500001^Nasopharyngeal swab^SCT) oropharyngeal swabs (258529004^Throat swab^SCT) nasal swabs (445297001^Swab of internal nose^SCT) sputum (119334006^Sputum specimen^SCT) lower respiratory tract aspirates (309171007^Lower respiratory fluid sample^SCT) bronchoalveolar lavage (258607008^Bronchoalveolar lavage fluid sample^SCT) nasopharyngeal wash/aspirate (258467004^Nasopharyngeal washings^SCT or 258411007^Nasopharyngeal aspirate^SCT) nasal aspirate (429931000124105^Nasal aspirate specimen^SCT) | + (260373001^Detected^SCT) - (260415000^Not Detected^SCT) | 68993-5 | Human RNase P RNA [Presence] in Specimen by NAA with probe detection | 95422-2 | Influenza virus A and B and SARS-CoV-2 (COVID-19) RNA panel - Respiratory specimen by NAA with probe detection |  |  |  | Influenza SARS-CoV-2 (Flu SC2) Multiplex Assay_Centers for Disease Control and Prevention (CDC) | EUA | 10190302000222 | DII | Human RNase P RNA | PrThr | Pt | XXX | Ord | Probe.amp.tar | 20210217 | 2.68
Centogene US, LLC | CentoFast-SARS-CoV-2 RT-PCR Assay* | SARS-CoV-2 Result Interpretation | dry oropharyngeal swabs (258529004^Throat swab^SCT) | Negative (260415000^Not Detected^SCT) Positive (260373001^Detected^SCT) Inconclusive (419984006^Inconclusive^SCT) | 94500-6 | SARS-CoV-2 (COVID-19) RNA [Presence] in Respiratory specimen by NAA with probe detection | 94531-1 | SARS coronavirus 2 RNA panel - Respiratory specimen by NAA with probe detection | The CentoFast-SARS-CoV-2 RT-PCR Assay reports a single result based on 2 tiered logic. Negatives are reported based on tier 1 (E gene only), whereas reporting of positives requires further confirmation in tier 2 (E gene plus RdRP gene). |  |  | CentoFast-SARS-CoV-2 RT-PCR Assay_CENTOGENE US, LLC | EUA | LightCycler 480 Instrument II_Roche | MNI | SARS coronavirus 2 RNA | PrThr | Pt | Respiratory | Ord | Probe.amp.tar | 20220727 | 2.68
Centogene US, LLC | CentoFast-SARS-CoV-2 RT-PCR Assay* | SARS-CoV-2 Result Interpretation | dry oropharyngeal swabs (258529004^Throat swab^SCT) | Negative (260415000^Not Detected^SCT) Positive (260373001^Detected^SCT) Inconclusive (419984006^Inconclusive^SCT) | 94500-6 | SARS-CoV-2 (COVID-19) RNA [Presence] in Respiratory specimen by NAA with probe detection | 94531-1 | SARS coronavirus 2 RNA panel - Respiratory specimen by NAA with probe detection | The CentoFast-SARS-CoV-2 RT-PCR Assay reports a single result based on 2 tiered logic. Negatives are reported based on tier 1 (E gene only), whereas reporting of positives requires further confirmation in tier 2 (E gene plus RdRP gene). |  |  | CentoFast-SARS-CoV-2 RT-PCR Assay_CENTOGENE US, LLC | EUA | 10190302015592 | DII | SARS coronavirus 2 RNA | PrThr | Pt | Respiratory | Ord | Probe.amp.tar | 20220727 | 2.68
CENTOGENE US, LLC | LDT: CentoSure SARS-CoV-2 RT-PCR Assay* | SARS-CoV-2 Result Interpretation | dry oropharyngeal swab specimens (258529004^Throat swab^SCT) | Negative (260415000^Not Detected^SCT) Inconclusive (419984006^Inconclusive^SCT) Invalid (455371000124106^Invalid result^SCT or 125154007^Specimen unsatisfactory for evaluation^SCT) Positive (260373001^Detected^SCT) | 94533-7 | SARS-CoV-2 (COVID-19) N gene [Presence] in Respiratory specimen by NAA with probe detection | 94531-1 | SARS-CoV-2 (COVID-19) RNA panel - Respiratory specimen by NAA with probe detection | Testing is limited to the laboratories designated by CENTOGENE US. LLC located at 99 Erie Street, Cambridge MA 02139 |  |  | CentoSure SARS-CoV-2 RT-PCR Assay_CENTOGENE US, LLC | EUA | LightCycler 480 Instrument II_Roche | MNI | SARS coronavirus 2 N gene | PrThr | Pt | Respiratory | Ord | Probe.amp.tar | 20201005 | 2.68
Cepheid | Xpert Omni SARS-CoV-2* | SARS-CoV-2 Result | nasopharyngeal swab (258500001^Nasopharyngeal swab^SCT) oropharyngeal swab (258529004^Throat swab^SCT) anterior nasal swab (697989009^Anterior nares swab^SCT) mid-turbinate swab (1293160008^Swab from middle region of inferior nasal meatus^SCT) nasal wash/aspirate (433871000124101^Nasal washings^SCT or 429931000124105^Nasal aspirate specimen^SCT) | SARS-CoV-2 POSITIVE (260373001^Detected^SCT) SARS-CoV-2 NEGATIVE (260415000^Not Detected^SCT) INVALID (455371000124106^Invalid result^SCT or 125154007^Specimen unsatisfactory for evaluation^SCT) ERROR (455371000124106^Invalid result^SCT) NO RESULT (373121007^Test not done^SCT) | 94500-6 | SARS-CoV-2 (COVID-19) RNA [Presence] in Respiratory specimen by NAA with probe detection | 94500-6 | SARS-CoV-2 (COVID-19) RNA [Presence] in Respiratory specimen by NAA with probe detection |  |  |  | Xpert Omni SARS-CoV-2_Cepheid | EUA | GeneXpert Omni System_Cepheid | MNI | SARS coronavirus 2 RNA | PrThr | Pt | Respiratory | Ord | Probe.amp.tar | 20210929 | 2.68
Cepheid | Xpert Xpress SARS-CoV-2 | SARS-CoV-2 Result | nasopharyngeal swab (258500001^Nasopharyngeal swab^SCT) oropharyngeal swab (258529004^Throat swab^SCT) nasal swab (445297001^Swab of internal nose^SCT) mid-turbinate swab (1293160008^Swab from middle region of inferior nasal meatus^SCT) nasal wash/aspirate (429931000124105^Nasal aspirate specimen^SCT or (433871000124101^Nasal washings^SCT) | SARS-CoV-2 POSITIVE (260373001^Detected^SCT) SARS-CoV-2 PRESUMPTIVE POS (720735008^Presumptive positive^SCT) SARS-CoV-2 NEGATIVE (260415000^Not detected^SCT) INVALID (455371000124106^Invalid result^SCT or 125154007^Specimen unsatisfactory for evaluation^SCT) | 94500-6 | SARS coronavirus 2 RNA [Presence] in Respiratory specimen by NAA with probe detection | 94531-1 | SARS coronavirus 2 RNA panel - Respiratory specimen by NAA with probe detection |  |  |  | Xpert Xpress SARS-CoV-2 test_Cepheid | EUA | GeneXpert Dx System_Cepheid | MNI | SARS coronavirus 2 RNA | PrThr | Pt | Respiratory | Ord | Probe.amp.tar | 20200818 | 2.68
Cepheid | Xpert Xpress SARS-CoV-2 | SARS-CoV-2 Result | nasopharyngeal swab (258500001^Nasopharyngeal swab^SCT) oropharyngeal swab (258529004^Throat swab^SCT) nasal swab (445297001^Swab of internal nose^SCT) mid-turbinate swab (1293160008^Swab from middle region of inferior nasal meatus^SCT) nasal wash/aspirate (429931000124105^Nasal aspirate specimen^SCT or (433871000124101^Nasal washings^SCT) | SARS-CoV-2 POSITIVE (260373001^Detected^SCT) SARS-CoV-2 PRESUMPTIVE POS (720735008^Presumptive positive^SCT) SARS-CoV-2 NEGATIVE (260415000^Not detected^SCT) INVALID (455371000124106^Invalid result^SCT or 125154007^Specimen unsatisfactory for evaluation^SCT) | 94500-6 | SARS coronavirus 2 RNA [Presence] in Respiratory specimen by NAA with probe detection | 94531-1 | SARS coronavirus 2 RNA panel - Respiratory specimen by NAA with probe detection |  |  |  | Xpert Xpress SARS-CoV-2 test_Cepheid | EUA | GeneXpert Infinity System_Cepheid | MNI | SARS coronavirus 2 RNA | PrThr | Pt | Respiratory | Ord | Probe.amp.tar | 20200818 | 2.68
Cepheid | Xpert Xpress SARS-CoV-2 | SARS-CoV-2 Result Text | nasopharyngeal swab (258500001^Nasopharyngeal swab^SCT) nasal swab (445297001^Swab of internal nose^SCT) mid-turbinate swab (1293160008^Swab from middle region of inferior nasal meatus^SCT) | SARS-CoV-2 POSITIVE (260373001^Detected^SCT) SARS-CoV-2 PRESUMPTIVE POS (720735008^Presumptive positive^SCT) SARS-CoV-2 NEGATIVE (260415000^Not detected^SCT) NO RESULT – REPEAT TEST (455371000124106^Invalid result^SCT or 125154007^Specimen unsatisfactory for evaluation^SCT) | 94500-6 | SARS coronavirus 2 RNA [Presence] in Respiratory specimen by NAA with probe detection | 94531-1 | SARS coronavirus 2 RNA panel - Respiratory specimen by NAA with probe detection |  |  |  | Xpert Xpress SARS-CoV-2 test_Cepheid | EUA | GeneXpert Xpress System_Cepheid | MNI | SARS coronavirus 2 RNA | PrThr | Pt | Respiratory | Ord | Probe.amp.tar | 20210127 | 2.68
Cepheid | Xpert Xpress CoV-2 plus* | SARS-CoV-2 RNA | nasopharyngeal swab (258500001^Nasopharyngeal swab^SCT) anterior nasal swab (697989009^Anterior nares swab^SCT) mid-turbinate nasal swab (1293160008^Swab from middle region of inferior nasal meatus^SCT) oropharyngeal swab (258529004^Throat swab^SCT) combined NP/OP swab (433801000124107^Nasopharyngeal and oropharyngeal swab^SCT) nasal wash/aspirate (433871000124101^Nasal washings^SCT or 429931000124105^Nasal aspirate specimen^SCT) | SARS-CoV-2 POSITIVE (260373001^Detected^SCT) SARS-CoV-2 NEGATIVE (260415000^Not Detected^SCT) INVALID (455371000124106^Invalid result^SCT or 125154007^Specimen unsatisfactory for evaluation^SCT) ERROR (455371000124106^Invalid result^SCT or 125154007^Specimen unsatisfactory for evaluation^SCT) NO RESULT (455371000124106^Invalid result^SCT or 125154007^Specimen unsatisfactory for evaluation^SCT) | 94500-6 | SARS-CoV-2 (COVID-19) RNA [Presence] in Respiratory specimen by NAA with probe detection | 94531-1 | SARS-CoV-2 (COVID-19) RNA panel - Respiratory specimen by NAA with probe detection |  |  |  | Xpert Xpress CoV-2 plus_Cepheid | EUA | GeneXpert Dx System_Cepheid | MNI | SARS coronavirus 2 RNA | PrThr | Pt | Respiratory | Ord | Probe.amp.tar | 20220518 | 2.69
Cepheid | Xpert Xpress CoV-2 plus* | SARS-CoV-2 RNA | nasopharyngeal swab (258500001^Nasopharyngeal swab^SCT) anterior nasal swab (697989009^Anterior nares swab^SCT) mid-turbinate nasal swab (1293160008^Swab from middle region of inferior nasal meatus^SCT) oropharyngeal swab (258529004^Throat swab^SCT) combined NP/OP swab (433801000124107^Nasopharyngeal and oropharyngeal swab^SCT) nasal wash/aspirate (433871000124101^Nasal washings^SCT or 429931000124105^Nasal aspirate specimen^SCT) | SARS-CoV-2 POSITIVE (260373001^Detected^SCT) SARS-CoV-2 NEGATIVE (260415000^Not Detected^SCT) INVALID (455371000124106^Invalid result^SCT or 125154007^Specimen unsatisfactory for evaluation^SCT) ERROR (455371000124106^Invalid result^SCT or 125154007^Specimen unsatisfactory for evaluation^SCT) NO RESULT (455371000124106^Invalid result^SCT or 125154007^Specimen unsatisfactory for evaluation^SCT) | 94500-6 | SARS-CoV-2 (COVID-19) RNA [Presence] in Respiratory specimen by NAA with probe detection | 94531-1 | SARS-CoV-2 (COVID-19) RNA panel - Respiratory specimen by NAA with probe detection |  |  |  | Xpert Xpress CoV-2 plus_Cepheid | EUA | GeneXpert Infinity System_Cepheid | MNI | SARS coronavirus 2 RNA | PrThr | Pt | Respiratory | Ord | Probe.amp.tar | 20220518 | 2.69
Cepheid | Xpert Xpress CoV-2 plus* | SARS-CoV-2 RNA | nasopharyngeal swab (258500001^Nasopharyngeal swab^SCT) anterior nasal swab (697989009^Anterior nares swab^SCT) mid-turbinate nasal swab (1293160008^Swab from middle region of inferior nasal meatus^SCT) | SARS-CoV-2 POSITIVE (260373001^Detected^SCT) SARS-CoV-2 NEGATIVE (260415000^Not Detected^SCT) INSTRUMENT ERROR (455371000124106^Invalid result^SCT or 125154007^Specimen unsatisfactory for evaluation^SCT) NO RESULT – REPEAT TEST (455371000124106^Invalid result^SCT or 125154007^Specimen unsatisfactory for evaluation^SCT) | 94500-6 | SARS-CoV-2 (COVID-19) RNA [Presence] in Respiratory specimen by NAA with probe detection | 94531-1 | SARS-CoV-2 (COVID-19) RNA panel - Respiratory specimen by NAA with probe detection |  |  |  | Xpert Xpress CoV-2 plus_Cepheid | EUA | GeneXpert Xpress System_Cepheid | MNI | SARS coronavirus 2 RNA | PrThr | Pt | Respiratory | Ord | Probe.amp.tar | 20220518 | 2.69
Cepheid | Xpert Xpress SARS-CoV-2 DoD* | SARS-CoV-2 Result Text | nasopharyngeal swab (258500001^Nasopharyngeal swab^SCT) nasal swab (445297001^Swab of internal nose^SCT) mid-turbinate swab (1293160008^Swab from middle region of inferior nasal meatus^SCT) | SARS-CoV-2 POSITIVE (260373001^Detected^SCT) SARS-CoV-2 PRESUMPTIVE POSITIVE (720735008^Presumptive positive^SCT) SARS-CoV-2 NEGATIVE (260415000^Not Detected^SCT) INVALID (455371000124106^Invalid result^SCT or 125154007^Specimen unsatisfactory for evaluation^SCT) | 94500-6 | SARS-CoV-2 (COVID-19) RNA [Presence] in Respiratory specimen by NAA with probe detection | 94531-1 | SARS coronavirus 2 RNA panel - Respiratory specimen by NAA with probe detection | (1) Testing of nasopharyngeal, oropharyngeal, nasal, or mid-turbinate swab and nasal wash/aspirate specimens using the Xpert Xpress SARS-CoV-2 DoD run on the GeneXpert Dx and GeneXpert Infinity systems is limited to U.S. Department of Defense (DoD) designated laboratories certified under the Clinical Laboratory Improvement Amendments of 1988 (CLIA), 42 U.S.C. § 263a, that meet requirements to perform high or moderate complexity tests, or similarly qualified U.S. DoD designated laboratories. (2) Testing of nasopharyngeal, nasal, or mid-turbinate swab specimens using the Xpert Xpress SARSCoV-2 DoD test run on the GeneXpert Xpress System (Tablet and Hub Configurations) is limited to U.S. DoD designated laboratories certified under CLIA that meet requirements to perform high, moderate, or waived complexity tests or similarly qualified US DoD designated laboratories. Testing of these specimens is authorized for use at the Point of Care (POC), i.e., in patient care settings operating under a CLIA Certificate of Waiver, Certificate of Compliance, or Certificate of Accreditation or similarly qualified DoD patient care settings. |  |  | Xpert Xpress SARS-CoV-2 DoD_Cepheid | EUA | GeneXpert Xpress System_Cepheid | MNI | SARS coronavirus 2 RNA | PrThr | Pt | Respiratory | Ord | Probe.amp.tar | 20210210 | 2.69
Cepheid | Xpert Xpress SARS-CoV-2 DoD* | SARS-CoV-2 Result | nasopharyngeal swab (258500001^Nasopharyngeal swab^SCT) oropharyngeal swab (258529004^Throat swab^SCT) nasal swab (445297001^Swab of internal nose^SCT) mid-turbinate swab (1293160008^Swab from middle region of inferior nasal meatus^SCT) nasal wash/ aspirate (429931000124105^Nasal aspirate specimen^SCT or 433871000124101^Nasal washings^SCT) | SARS-CoV-2 POSITIVE (260373001^Detected^SCT) SARS-CoV-2 PRESUMPTIVE POSITIVE (720735008^Presumptive positive^SCT) SARS-CoV-2 NEGATIVE (260415000^Not Detected^SCT) SARS-CoV-2 NEGATIVE (895231008^Not Detected in Pooled Specimen^SCT) INVALID (455371000124106^Invalid result^SCT or 125154007^Specimen unsatisfactory for evaluation^SCT) | 94500-6 | SARS-CoV-2 (COVID-19) RNA [Presence] in Respiratory specimen by NAA with probe detection | 94531-1 | SARS coronavirus 2 RNA panel - Respiratory specimen by NAA with probe detection | Testing of nasopharyngeal, oropharyngeal, nasal, or mid-turbinate swab and nasal wash/aspirate specimens using the Xpert Xpress SARS-CoV-2 DoD run on the GeneXpert Dx and GeneXpert Infinity systems is limited to U.S. Department of Defense (DoD) designated laboratories certified under the Clinical Laboratory Improvement Amendments of 1988 (CLIA), 42 U.S.C. § 263a, that meet requirements to perform high or moderate complexity tests, or similarly qualified U.S. DoD designated laboratories. Testing of nasopharyngeal, nasal, or mid-turbinate swab specimens using the Xpert Xpress SARSCoV-2 DoD test run on the GeneXpert Xpress System (Tablet and Hub Configurations) is limited to U.S. DoD designated laboratories certified under CLIA that meet requirements to perform high, moderate, or waived complexity tests or similarly qualified US DoD designated laboratories. Testing of these specimens is authorized for use at the Point of Care (POC), i.e., in patient care settings operating under a CLIA Certificate of Waiver, Certificate of Compliance, or Certificate of Accreditation or similarly qualified DoD patient care settings. |  |  | Xpert Xpress SARS-CoV-2 DoD_Cepheid | EUA | GeneXpert Dx System_Cepheid | MNI | SARS coronavirus 2 RNA | PrThr | Pt | Respiratory | Ord | Probe.amp.tar | 20210210 | 2.69
Cepheid | Xpert Xpress SARS-CoV-2 DoD* | SARS-CoV-2 Result | nasopharyngeal swab (258500001^Nasopharyngeal swab^SCT) oropharyngeal swab (258529004^Throat swab^SCT) nasal swab (445297001^Swab of internal nose^SCT) mid-turbinate swab (1293160008^Swab from middle region of inferior nasal meatus^SCT) nasal wash/ aspirate (429931000124105^Nasal aspirate specimen^SCT or 433871000124101^Nasal washings^SCT) | SARS-CoV-2 POSITIVE (260373001^Detected^SCT) SARS-CoV-2 PRESUMPTIVE POSITIVE (720735008^Presumptive positive^SCT) SARS-CoV-2 NEGATIVE (260415000^Not Detected^SCT) SARS-CoV-2 NEGATIVE (895231008^Not Detected in Pooled Specimen^SCT) INVALID (455371000124106^Invalid result^SCT or 125154007^Specimen unsatisfactory for evaluation^SCT) | 94500-6 | SARS-CoV-2 (COVID-19) RNA [Presence] in Respiratory specimen by NAA with probe detection | 94531-1 | SARS coronavirus 2 RNA panel - Respiratory specimen by NAA with probe detection | Testing of nasopharyngeal, oropharyngeal, nasal, or mid-turbinate swab and nasal wash/aspirate specimens using the Xpert Xpress SARS-CoV-2 DoD run on the GeneXpert Dx and GeneXpert Infinity systems is limited to U.S. Department of Defense (DoD) designated laboratories certified under the Clinical Laboratory Improvement Amendments of 1988 (CLIA), 42 U.S.C. § 263a, that meet requirements to perform high or moderate complexity tests, or similarly qualified U.S. DoD designated laboratories. Testing of nasopharyngeal, nasal, or mid-turbinate swab specimens using the Xpert Xpress SARSCoV-2 DoD test run on the GeneXpert Xpress System (Tablet and Hub Configurations) is limited to U.S. DoD designated laboratories certified under CLIA that meet requirements to perform high, moderate, or waived complexity tests or similarly qualified US DoD designated laboratories. Testing of these specimens is authorized for use at the Point of Care (POC), i.e., in patient care settings operating under a CLIA Certificate of Waiver, Certificate of Compliance, or Certificate of Accreditation or similarly qualified DoD patient care settings. |  |  | Xpert Xpress SARS-CoV-2 DoD_Cepheid | EUA | GeneXpert Infinity System_Cepheid | MNI | SARS coronavirus 2 RNA | PrThr | Pt | Respiratory | Ord | Probe.amp.tar | 20210210 | 2.69
Cepheid | Xpert Xpress SARS-CoV-2/Flu/RSV* | SARS-CoV-2 Result | nasopharyngeal swab (258500001^Nasopharyngeal swab^SCT) nasal swab (445297001^Swab of internal nose^SCT) nasal wash/aspirate (433871000124101^Nasal washings^SCT or 429931000124105^Nasal aspirate specimen^SCT) | SARS-CoV-2 POSITIVE (260373001^Detected^SCT) SARS-CoV-2 NEGATIVE (260415000^Not Detected^SCT) INVALID (455371000124106^Invalid result^SCT or 125154007^Specimen unsatisfactory for evaluation^SCT) ERROR (455371000124106^Invalid result^SCT or 125154007^Specimen unsatisfactory for evaluation^SCT) NO RESULT (373121007^Test not done^SCT) | 94502-2 | SARS-related coronavirus RNA [Presence] in Respiratory specimen by NAA with probe detection | 95941-1 | Influenza virus A and B and SARS-CoV-2 (COVID-19) and Respiratory syncytial virus RNA panel - Respiratory specimen by NAA with probe detection | As the Xpert Xpress SARS-CoV-2/Flu/RSV test does not differentiate between the N2 and E gene targets, the presence of other coronaviruses in the B lineage, Betacoronavirus genus, including SARS-CoV-1 may cause a false positive result. |  |  | Xpert Xpress SARS-CoV-2/Flu/RSV_Cepheid | EUA | GeneXpert Dx System_Cepheid | MNI | SARS-related coronavirus RNA | PrThr | Pt | Respiratory | Ord | Probe.amp.tar | 20201104 | 2.68
Cepheid | Xpert Xpress SARS-CoV-2/Flu/RSV* | Flu B Result | nasopharyngeal swab (258500001^Nasopharyngeal swab^SCT) nasal swab (445297001^Swab of internal nose^SCT) nasal wash/aspirate (433871000124101^Nasal washings^SCT or 429931000124105^Nasal aspirate specimen^SCT) | Flu B POSITIVE (260373001^Detected^SCT) Flu B NEGATIVE (260415000^Not Detected^SCT) INVALID (455371000124106^Invalid result^SCT or 125154007^Specimen unsatisfactory for evaluation^SCT) ERROR (455371000124106^Invalid result^SCT or 125154007^Specimen unsatisfactory for evaluation^SCT) NO RESULT (373121007^Test not done^SCT) | 92141-1 | Influenza virus B RNA [Presence] in Respiratory specimen by NAA with probe detection | 95941-1 | Influenza virus A and B and SARS-CoV-2 (COVID-19) and Respiratory syncytial virus RNA panel - Respiratory specimen by NAA with probe detection | As the Xpert Xpress SARS-CoV-2/Flu/RSV test does not differentiate between the N2 and E gene targets, the presence of other coronaviruses in the B lineage, Betacoronavirus genus, including SARS-CoV-1 may cause a false positive result. |  |  | Xpert Xpress SARS-CoV-2/Flu/RSV_Cepheid | EUA | GeneXpert Dx System_Cepheid | MNI | Influenza virus B RNA | PrThr | Pt | Respiratory | Ord | Probe.amp.tar | 20201104 | 2.68
Cepheid | Xpert Xpress SARS-CoV-2/Flu/RSV* | Flu A Result | nasopharyngeal swab (258500001^Nasopharyngeal swab^SCT) nasal swab (445297001^Swab of internal nose^SCT) nasal wash/aspirate (433871000124101^Nasal washings^SCT or 429931000124105^Nasal aspirate specimen^SCT) | Flu A POSITIVE (260373001^Detected^SCT) Flu A NEGATIVE (260415000^Not Detected^SCT) INVALID (455371000124106^Invalid result^SCT or 125154007^Specimen unsatisfactory for evaluation^SCT) ERROR (455371000124106^Invalid result^SCT or 125154007^Specimen unsatisfactory for evaluation^SCT) NO RESULT (373121007^Test not done^SCT) | 92142-9 | Influenza virus A RNA [Presence] in Respiratory specimen by NAA with probe detection | 95941-1 | Influenza virus A and B and SARS-CoV-2 (COVID-19) and Respiratory syncytial virus RNA panel - Respiratory specimen by NAA with probe detection | As the Xpert Xpress SARS-CoV-2/Flu/RSV test does not differentiate between the N2 and E gene targets, the presence of other coronaviruses in the B lineage, Betacoronavirus genus, including SARS-CoV-1 may cause a false positive result. |  |  | Xpert Xpress SARS-CoV-2/Flu/RSV_Cepheid | EUA | GeneXpert Dx System_Cepheid | MNI | Influenza virus A RNA | PrThr | Pt | Respiratory | Ord | Probe.amp.tar | 20201104 | 2.68
Cepheid | Xpert Xpress SARS-CoV-2/Flu/RSV* | RSV Result | nasopharyngeal swab (258500001^Nasopharyngeal swab^SCT) nasal swab (445297001^Swab of internal nose^SCT) nasal wash/aspirate (433871000124101^Nasal washings^SCT or 429931000124105^Nasal aspirate specimen^SCT) | RSV POSITIVE (260373001^Detected^SCT) RSV NEGATIVE (260415000^Not Detected^SCT) INVALID (455371000124106^Invalid result^SCT or 125154007^Specimen unsatisfactory for evaluation^SCT) ERROR (455371000124106^Invalid result^SCT or 125154007^Specimen unsatisfactory for evaluation^SCT) NO RESULT (373121007^Test not done^SCT) | 92131-2 | Respiratory syncytial virus RNA [Presence] in Respiratory specimen by NAA with probe detection | 95941-1 | Influenza virus A and B and SARS-CoV-2 (COVID-19) and Respiratory syncytial virus RNA panel - Respiratory specimen by NAA with probe detection | As the Xpert Xpress SARS-CoV-2/Flu/RSV test does not differentiate between the N2 and E gene targets, the presence of other coronaviruses in the B lineage, Betacoronavirus genus, including SARS-CoV-1 may cause a false positive result. |  |  | Xpert Xpress SARS-CoV-2/Flu/RSV_Cepheid | EUA | GeneXpert Dx System_Cepheid | MNI | Influenza virus B RNA | PrThr | Pt | Respiratory | Ord | Probe.amp.tar | 20201104 | 2.68
Cepheid | Xpert Xpress SARS-CoV-2/Flu/RSV* | SARS-CoV-2 Result | nasopharyngeal swab (258500001^Nasopharyngeal swab^SCT) nasal swab (445297001^Swab of internal nose^SCT) nasal wash/aspirate (433871000124101^Nasal washings^SCT or 429931000124105^Nasal aspirate specimen^SCT) | SARS-CoV-2 POSITIVE (260373001^Detected^SCT) SARS-CoV-2 NEGATIVE (260415000^Not Detected^SCT) INVALID (455371000124106^Invalid result^SCT or 125154007^Specimen unsatisfactory for evaluation^SCT) ERROR (455371000124106^Invalid result^SCT or 125154007^Specimen unsatisfactory for evaluation^SCT) NO RESULT (373121007^Test not done^SCT) | 94502-2 | SARS-related coronavirus RNA [Presence] in Respiratory specimen by NAA with probe detection | 95941-1 | Influenza virus A and B and SARS-CoV-2 (COVID-19) and Respiratory syncytial virus RNA panel - Respiratory specimen by NAA with probe detection | As the Xpert Xpress SARS-CoV-2/Flu/RSV test does not differentiate between the N2 and E gene targets, the presence of other coronaviruses in the B lineage, Betacoronavirus genus, including SARS-CoV-1 may cause a false positive result. |  |  | Xpert Xpress SARS-CoV-2/Flu/RSV_Cepheid | EUA | GeneXpert Infinity System_Cepheid | MNI | SARS-related coronavirus RNA | PrThr | Pt | Respiratory | Ord | Probe.amp.tar | 20201104 | 2.68
Cepheid | Xpert Xpress SARS-CoV-2/Flu/RSV* | Flu B Result | nasopharyngeal swab (258500001^Nasopharyngeal swab^SCT) nasal swab (445297001^Swab of internal nose^SCT) nasal wash/aspirate (433871000124101^Nasal washings^SCT or 429931000124105^Nasal aspirate specimen^SCT) | Flu B POSITIVE (260373001^Detected^SCT) Flu B NEGATIVE (260415000^Not Detected^SCT) INVALID (455371000124106^Invalid result^SCT or 125154007^Specimen unsatisfactory for evaluation^SCT) ERROR (455371000124106^Invalid result^SCT or 125154007^Specimen unsatisfactory for evaluation^SCT) NO RESULT (373121007^Test not done^SCT) | 92141-1 | Influenza virus B RNA [Presence] in Respiratory specimen by NAA with probe detection | 95941-1 | Influenza virus A and B and SARS-CoV-2 (COVID-19) and Respiratory syncytial virus RNA panel - Respiratory specimen by NAA with probe detection | As the Xpert Xpress SARS-CoV-2/Flu/RSV test does not differentiate between the N2 and E gene targets, the presence of other coronaviruses in the B lineage, Betacoronavirus genus, including SARS-CoV-1 may cause a false positive result. |  |  | Xpert Xpress SARS-CoV-2/Flu/RSV_Cepheid | EUA | GeneXpert Infinity System_Cepheid | MNI | Influenza virus B RNA | PrThr | Pt | Respiratory | Ord | Probe.amp.tar | 20201104 | 2.68
Cepheid | Xpert Xpress SARS-CoV-2/Flu/RSV* | Flu A Result | nasopharyngeal swab (258500001^Nasopharyngeal swab^SCT) nasal swab (445297001^Swab of internal nose^SCT) nasal wash/aspirate (433871000124101^Nasal washings^SCT or 429931000124105^Nasal aspirate specimen^SCT) | Flu A POSITIVE (260373001^Detected^SCT) Flu A NEGATIVE (260415000^Not Detected^SCT) INVALID (455371000124106^Invalid result^SCT or 125154007^Specimen unsatisfactory for evaluation^SCT) ERROR (455371000124106^Invalid result^SCT or 125154007^Specimen unsatisfactory for evaluation^SCT) NO RESULT (373121007^Test not done^SCT) | 92142-9 | Influenza virus A RNA [Presence] in Respiratory specimen by NAA with probe detection | 95941-1 | Influenza virus A and B and SARS-CoV-2 (COVID-19) and Respiratory syncytial virus RNA panel - Respiratory specimen by NAA with probe detection | As the Xpert Xpress SARS-CoV-2/Flu/RSV test does not differentiate between the N2 and E gene targets, the presence of other coronaviruses in the B lineage, Betacoronavirus genus, including SARS-CoV-1 may cause a false positive result. |  |  | Xpert Xpress SARS-CoV-2/Flu/RSV_Cepheid | EUA | GeneXpert Infinity System_Cepheid | MNI | Influenza virus A RNA | PrThr | Pt | Respiratory | Ord | Probe.amp.tar | 20201104 | 2.68
Cepheid | Xpert Xpress SARS-CoV-2/Flu/RSV* | RSV Result | nasopharyngeal swab (258500001^Nasopharyngeal swab^SCT) nasal swab (445297001^Swab of internal nose^SCT) nasal wash/aspirate (433871000124101^Nasal washings^SCT or 429931000124105^Nasal aspirate specimen^SCT) | RSV POSITIVE (260373001^Detected^SCT) RSV NEGATIVE (260415000^Not Detected^SCT) INVALID (455371000124106^Invalid result^SCT or 125154007^Specimen unsatisfactory for evaluation^SCT) ERROR (455371000124106^Invalid result^SCT or 125154007^Specimen unsatisfactory for evaluation^SCT) NO RESULT (373121007^Test not done^SCT) | 92131-2 | Respiratory syncytial virus RNA [Presence] in Respiratory specimen by NAA with probe detection | 95941-1 | Influenza virus A and B and SARS-CoV-2 (COVID-19) and Respiratory syncytial virus RNA panel - Respiratory specimen by NAA with probe detection | As the Xpert Xpress SARS-CoV-2/Flu/RSV test does not differentiate between the N2 and E gene targets, the presence of other coronaviruses in the B lineage, Betacoronavirus genus, including SARS-CoV-1 may cause a false positive result. |  |  | Xpert Xpress SARS-CoV-2/Flu/RSV_Cepheid | EUA | GeneXpert Infinity System_Cepheid | MNI | Influenza virus B RNA | PrThr | Pt | Respiratory | Ord | Probe.amp.tar | 20201104 | 2.68
Cepheid | Xpert Xpress SARS-CoV-2/Flu/RSV* | SARS-CoV-2 Result | nasopharyngeal swab (258500001^Nasopharyngeal swab^SCT) nasal swab (445297001^Swab of internal nose^SCT) | SARS-CoV-2 POSITIVE (260373001^Detected^SCT) SARS-CoV-2 NEGATIVE (260415000^Not Detected^SCT) NO RESULT-REPEAT TEST (455371000124106^Invalid result^SCT or 125154007^Specimen unsatisfactory for evaluation^SCT) INSTRUMENT ERROR (373121007^Test not done^SCT) | 94502-2 | SARS-related coronavirus RNA [Presence] in Respiratory specimen by NAA with probe detection | 95941-1 | Influenza virus A and B and SARS-CoV-2 (COVID-19) and Respiratory syncytial virus RNA panel - Respiratory specimen by NAA with probe detection | As the Xpert Xpress SARS-CoV-2/Flu/RSV test does not differentiate between the N2 and E gene targets, the presence of other coronaviruses in the B lineage, Betacoronavirus genus, including SARS-CoV-1 may cause a false positive result. |  |  | Xpert Xpress SARS-CoV-2/Flu/RSV_Cepheid | EUA | GeneXpert Xpress System_Cepheid | MNI | SARS-related coronavirus RNA | PrThr | Pt | Respiratory | Ord | Probe.amp.tar | 20201104 | 2.68
Cepheid | Xpert Xpress SARS-CoV-2/Flu/RSV* | Flu A Result | nasopharyngeal swab (258500001^Nasopharyngeal swab^SCT) nasal swab (445297001^Swab of internal nose^SCT) | Flu A POSITIVE (260373001^Detected^SCT) Flu A NEGATIVE (260415000^Not Detected^SCT) NO RESULT-REPEAT TEST (455371000124106^Invalid result^SCT or 125154007^Specimen unsatisfactory for evaluation^SCT) INSTRUMENT ERROR (373121007^Test not done^SCT) | 92142-9 | Influenza virus A RNA [Presence] in Respiratory specimen by NAA with probe detection | 95941-1 | Influenza virus A and B and SARS-CoV-2 (COVID-19) and Respiratory syncytial virus RNA panel - Respiratory specimen by NAA with probe detection | As the Xpert Xpress SARS-CoV-2/Flu/RSV test does not differentiate between the N2 and E gene targets, the presence of other coronaviruses in the B lineage, Betacoronavirus genus, including SARS-CoV-1 may cause a false positive result. |  |  | Xpert Xpress SARS-CoV-2/Flu/RSV_Cepheid | EUA | GeneXpert Xpress System_Cepheid | MNI | Influenza virus A RNA | PrThr | Pt | Respiratory | Ord | Probe.amp.tar | 20201104 | 2.68
Cepheid | Xpert Xpress SARS-CoV-2/Flu/RSV* | Flu B Result | nasopharyngeal swab (258500001^Nasopharyngeal swab^SCT) nasal swab (445297001^Swab of internal nose^SCT) | Flu B POSITIVE (260373001^Detected^SCT) Flu B NEGATIVE (260415000^Not Detected^SCT) NO RESULT-REPEAT TEST (455371000124106^Invalid result^SCT or 125154007^Specimen unsatisfactory for evaluation^SCT) INSTRUMENT ERROR (373121007^Test not done^SCT) | 92141-1 | Influenza virus B RNA [Presence] in Respiratory specimen by NAA with probe detection | 95941-1 | Influenza virus A and B and SARS-CoV-2 (COVID-19) and Respiratory syncytial virus RNA panel - Respiratory specimen by NAA with probe detection | As the Xpert Xpress SARS-CoV-2/Flu/RSV test does not differentiate between the N2 and E gene targets, the presence of other coronaviruses in the B lineage, Betacoronavirus genus, including SARS-CoV-1 may cause a false positive result. |  |  | Xpert Xpress SARS-CoV-2/Flu/RSV_Cepheid | EUA | GeneXpert Xpress System_Cepheid | MNI | Influenza virus B RNA | PrThr | Pt | Respiratory | Ord | Probe.amp.tar | 20201104 | 2.68
Cepheid | Xpert Xpress SARS-CoV-2/Flu/RSV* | RSV Result | nasopharyngeal swab (258500001^Nasopharyngeal swab^SCT) nasal swab (445297001^Swab of internal nose^SCT) | RSV POSITIVE (260373001^Detected^SCT) RSV NEGATIVE (260415000^Not Detected^SCT) NO RESULT-REPEAT TEST (455371000124106^Invalid result^SCT or 125154007^Specimen unsatisfactory for evaluation^SCT) INSTRUMENT ERROR (373121007^Test not done^SCT) | 92131-2 | Respiratory syncytial virus RNA [Presence] in Respiratory specimen by NAA with probe detection | 95941-1 | Influenza virus A and B and SARS-CoV-2 (COVID-19) and Respiratory syncytial virus RNA panel - Respiratory specimen by NAA with probe detection | As the Xpert Xpress SARS-CoV-2/Flu/RSV test does not differentiate between the N2 and E gene targets, the presence of other coronaviruses in the B lineage, Betacoronavirus genus, including SARS-CoV-1 may cause a false positive result. |  |  | Xpert Xpress SARS-CoV-2/Flu/RSV_Cepheid | EUA | GeneXpert Xpress System_Cepheid | MNI | Respiratory syncytial virus RNA | PrThr | Pt | Respiratory | Ord | Probe.amp.tar | 20201104 | 2.68
Cepheid | Xpert Xpress CoV-2/Flu/RSV plus* | SARS-CoV-2 RNA Result | nasopharyngeal swab (258500001^Nasopharyngeal swab^SCT) anterior nasal swab (697989009^Anterior nares swab^SCT) nasal wash/ aspirate (433871000124101^Nasal washings^SCT or 429931000124105^Nasal aspirate specimen^SCT) | SARS-CoV-2 POSITIVE (260373001^Detected^SCT) SARS-CoV-2 NEGATIVE (260415000^Not Detected^SCT) INVALID (455371000124106^Invalid result^SCT or 125154007^Specimen unsatisfactory for evaluation^SCT) ERROR (455371000124106^Invalid result^SCT or 125154007^Specimen unsatisfactory for evaluation^SCT) NO RESULT (373121007^Test not done^SCT) | 94500-6 | SARS-CoV-2 (COVID-19) RNA [Presence] in Respiratory specimen by NAA with probe detection | 95941-1 | Influenza virus A and B and SARS-CoV-2 (COVID-19) and Respiratory syncytial virus RNA panel - Respiratory specimen by NAA with probe detection |  |  |  | Xpert Xpress CoV-2/Flu/RSV plus_Cepheid | EUA | GeneXpert Dx System_Cepheid | MNI | SARS coronavirus 2 RNA | PrThr | Pt | Respiratory | Ord | Probe.amp.tar | 20210922 | 2.69
Cepheid | Xpert Xpress CoV-2/Flu/RSV plus* | influenza A RNA Result | nasopharyngeal swab (258500001^Nasopharyngeal swab^SCT) anterior nasal swab (697989009^Anterior nares swab^SCT) nasal wash/ aspirate (433871000124101^Nasal washings^SCT or 429931000124105^Nasal aspirate specimen^SCT) | Flu A POSITIVE (260373001^Detected^SCT) Flu A NEGATIVE (260415000^Not Detected^SCT) INVALID (455371000124106^Invalid result^SCT or 125154007^Specimen unsatisfactory for evaluation^SCT) ERROR (455371000124106^Invalid result^SCT or 125154007^Specimen unsatisfactory for evaluation^SCT) NO RESULT (373121007^Test not done^SCT) | 85477-8 | Influenza virus A RNA [Presence] in Upper respiratory specimen by NAA with probe detection | 95941-1 | Influenza virus A and B and SARS-CoV-2 (COVID-19) and Respiratory syncytial virus RNA panel - Respiratory specimen by NAA with probe detection |  |  |  | Xpert Xpress CoV-2/Flu/RSV plus_Cepheid | EUA | GeneXpert Dx System_Cepheid | MNI | Influenza virus A RNA | PrThr | Pt | Respiratory.upper | Ord | Probe.amp.tar | 20210922 | 2.68
Cepheid | Xpert Xpress CoV-2/Flu/RSV plus* | influenza B RNA Result | nasopharyngeal swab (258500001^Nasopharyngeal swab^SCT) anterior nasal swab (697989009^Anterior nares swab^SCT) nasal wash/ aspirate (433871000124101^Nasal washings^SCT or 429931000124105^Nasal aspirate specimen^SCT) | Flu B POSITIVE (260373001^Detected^SCT) Flu B NEGATIVE (260415000^Not Detected^SCT) INVALID (455371000124106^Invalid result^SCT or 125154007^Specimen unsatisfactory for evaluation^SCT) ERROR (455371000124106^Invalid result^SCT or 125154007^Specimen unsatisfactory for evaluation^SCT) NO RESULT (373121007^Test not done^SCT) | 85478-6 | Influenza virus B RNA [Presence] in Upper respiratory specimen by NAA with probe detection | 95941-1 | Influenza virus A and B and SARS-CoV-2 (COVID-19) and Respiratory syncytial virus RNA panel - Respiratory specimen by NAA with probe detection |  |  |  | Xpert Xpress CoV-2/Flu/RSV plus_Cepheid | EUA | GeneXpert Dx System_Cepheid | MNI | Influenza virus B RNA | PrThr | Pt | Respiratory.upper | Ord | Probe.amp.tar | 20210922 | 2.68
Cepheid | Xpert Xpress CoV-2/Flu/RSV plus* | RSV RNA Result | nasopharyngeal swab (258500001^Nasopharyngeal swab^SCT) anterior nasal swab (697989009^Anterior nares swab^SCT) nasal wash/ aspirate (433871000124101^Nasal washings^SCT or 429931000124105^Nasal aspirate specimen^SCT) | RSV POSITIVE (260373001^Detected^SCT) RSV NEGATIVE (260415000^Not Detected^SCT) INVALID (455371000124106^Invalid result^SCT or 125154007^Specimen unsatisfactory for evaluation^SCT) ERROR (455371000124106^Invalid result^SCT or 125154007^Specimen unsatisfactory for evaluation^SCT) NO RESULT (373121007^Test not done^SCT) | 85479-4 | Respiratory syncytial virus RNA [Presence] in Upper respiratory specimen by NAA with probe detection | 95941-1 | Influenza virus A and B and SARS-CoV-2 (COVID-19) and Respiratory syncytial virus RNA panel - Respiratory specimen by NAA with probe detection |  |  |  | Xpert Xpress CoV-2/Flu/RSV plus_Cepheid | EUA | GeneXpert Dx System_Cepheid | MNI | Respiratory syncytial virus RNA | PrThr | Pt | Respiratory.upper | Ord | Probe.amp.tar | 20210922 | 2.68
Cepheid | Xpert Xpress CoV-2/Flu/RSV plus* | SARS-CoV-2 RNA Result | nasopharyngeal swab (258500001^Nasopharyngeal swab^SCT) anterior nasal swab (697989009^Anterior nares swab^SCT) nasal wash/ aspirate (433871000124101^Nasal washings^SCT or 429931000124105^Nasal aspirate specimen^SCT) | SARS-CoV-2 POSITIVE (260373001^Detected^SCT) SARS-CoV-2 NEGATIVE (260415000^Not Detected^SCT) INVALID (455371000124106^Invalid result^SCT or 125154007^Specimen unsatisfactory for evaluation^SCT) ERROR (455371000124106^Invalid result^SCT or 125154007^Specimen unsatisfactory for evaluation^SCT) NO RESULT (373121007^Test not done^SCT) | 94500-6 | SARS-CoV-2 (COVID-19) RNA [Presence] in Respiratory specimen by NAA with probe detection | 95941-1 | Influenza virus A and B and SARS-CoV-2 (COVID-19) and Respiratory syncytial virus RNA panel - Respiratory specimen by NAA with probe detection |  |  |  | Xpert Xpress CoV-2/Flu/RSV plus_Cepheid | EUA | GeneXpert Infinity System_Cepheid | MNI | SARS coronavirus 2 RNA | PrThr | Pt | Respiratory | Ord | Probe.amp.tar | 20210922 | 2.69
Cepheid | Xpert Xpress CoV-2/Flu/RSV plus* | influenza A RNA Result | nasopharyngeal swab (258500001^Nasopharyngeal swab^SCT) anterior nasal swab (697989009^Anterior nares swab^SCT) nasal wash/ aspirate (433871000124101^Nasal washings^SCT or 429931000124105^Nasal aspirate specimen^SCT) | Flu A POSITIVE (260373001^Detected^SCT) Flu A NEGATIVE (260415000^Not Detected^SCT) INVALID (455371000124106^Invalid result^SCT or 125154007^Specimen unsatisfactory for evaluation^SCT) ERROR (455371000124106^Invalid result^SCT or 125154007^Specimen unsatisfactory for evaluation^SCT) NO RESULT (373121007^Test not done^SCT) | 85477-8 | Influenza virus A RNA [Presence] in Upper respiratory specimen by NAA with probe detection | 95941-1 | Influenza virus A and B and SARS-CoV-2 (COVID-19) and Respiratory syncytial virus RNA panel - Respiratory specimen by NAA with probe detection |  |  |  | Xpert Xpress CoV-2/Flu/RSV plus_Cepheid | EUA | GeneXpert Infinity System_Cepheid | MNI | Influenza virus A RNA | PrThr | Pt | Respiratory.upper | Ord | Probe.amp.tar | 20210922 | 2.68
Cepheid | Xpert Xpress CoV-2/Flu/RSV plus* | influenza B RNA Result | nasopharyngeal swab (258500001^Nasopharyngeal swab^SCT) anterior nasal swab (697989009^Anterior nares swab^SCT) nasal wash/ aspirate (433871000124101^Nasal washings^SCT or 429931000124105^Nasal aspirate specimen^SCT) | Flu B POSITIVE (260373001^Detected^SCT) Flu B NEGATIVE (260415000^Not Detected^SCT) INVALID (455371000124106^Invalid result^SCT or 125154007^Specimen unsatisfactory for evaluation^SCT) ERROR (455371000124106^Invalid result^SCT or 125154007^Specimen unsatisfactory for evaluation^SCT) NO RESULT (373121007^Test not done^SCT) | 85478-6 | Influenza virus B RNA [Presence] in Upper respiratory specimen by NAA with probe detection | 95941-1 | Influenza virus A and B and SARS-CoV-2 (COVID-19) and Respiratory syncytial virus RNA panel - Respiratory specimen by NAA with probe detection |  |  |  | Xpert Xpress CoV-2/Flu/RSV plus_Cepheid | EUA | GeneXpert Infinity System_Cepheid | MNI | Influenza virus B RNA | PrThr | Pt | Respiratory.upper | Ord | Probe.amp.tar | 20210922 | 2.68
Cepheid | Xpert Xpress CoV-2/Flu/RSV plus* | RSV RNA Result | nasopharyngeal swab (258500001^Nasopharyngeal swab^SCT) anterior nasal swab (697989009^Anterior nares swab^SCT) nasal wash/ aspirate (433871000124101^Nasal washings^SCT or 429931000124105^Nasal aspirate specimen^SCT) | RSV POSITIVE (260373001^Detected^SCT) RSV NEGATIVE (260415000^Not Detected^SCT) INVALID (455371000124106^Invalid result^SCT or 125154007^Specimen unsatisfactory for evaluation^SCT) ERROR (455371000124106^Invalid result^SCT or 125154007^Specimen unsatisfactory for evaluation^SCT) NO RESULT (373121007^Test not done^SCT) | 85479-4 | Respiratory syncytial virus RNA [Presence] in Upper respiratory specimen by NAA with probe detection | 95941-1 | Influenza virus A and B and SARS-CoV-2 (COVID-19) and Respiratory syncytial virus RNA panel - Respiratory specimen by NAA with probe detection |  |  |  | Xpert Xpress CoV-2/Flu/RSV plus_Cepheid | EUA | GeneXpert Infinity System_Cepheid | MNI | Respiratory syncytial virus RNA | PrThr | Pt | Respiratory.upper | Ord | Probe.amp.tar | 20210922 | 2.68
Cepheid | Xpert Xpress CoV-2/Flu/RSV plus* | SARS-CoV-2 RNA Result | nasopharyngeal swab (258500001^Nasopharyngeal swab^SCT) anterior nasal swab (697989009^Anterior nares swab^SCT) | SARS-CoV-2 POSITIVE (260373001^Detected^SCT) SARS-CoV-2 NEGATIVE (260415000^Not Detected^SCT) NO RESULT- REPEAT TEST (455371000124106^Invalid result^SCT or 125154007^Specimen unsatisfactory for evaluation^SCT) INSTRUMENT ERROR (455371000124106^Invalid result^SCT or 125154007^Specimen unsatisfactory for evaluation^SCT) | 94500-6 | SARS-CoV-2 (COVID-19) RNA [Presence] in Respiratory specimen by NAA with probe detection | 95941-1 | Influenza virus A and B and SARS-CoV-2 (COVID-19) and Respiratory syncytial virus RNA panel - Respiratory specimen by NAA with probe detection |  |  |  | Xpert Xpress CoV-2/Flu/RSV plus_Cepheid | EUA | GeneXpert Xpress System_Cepheid | MNI | SARS coronavirus 2 RNA | PrThr | Pt | Respiratory | Ord | Probe.amp.tar | 20210922 | 2.69
Cepheid | Xpert Xpress CoV-2/Flu/RSV plus* | influenza A RNA Result | nasopharyngeal swab (258500001^Nasopharyngeal swab^SCT) anterior nasal swab (697989009^Anterior nares swab^SCT) | Flu A POSITIVE (260373001^Detected^SCT) Flu A NEGATIVE (260415000^Not Detected^SCT) NO RESULT- REPEAT TEST (455371000124106^Invalid result^SCT or 125154007^Specimen unsatisfactory for evaluation^SCT) INSTRUMENT ERROR (455371000124106^Invalid result^SCT or 125154007^Specimen unsatisfactory for evaluation^SCT) | 85477-8 | Influenza virus A RNA [Presence] in Upper respiratory specimen by NAA with probe detection | 95941-1 | Influenza virus A and B and SARS-CoV-2 (COVID-19) and Respiratory syncytial virus RNA panel - Respiratory specimen by NAA with probe detection |  |  |  | Xpert Xpress CoV-2/Flu/RSV plus_Cepheid | EUA | GeneXpert Xpress System_Cepheid | MNI | Influenza virus A RNA | PrThr | Pt | Respiratory.upper | Ord | Probe.amp.tar | 20210922 | 2.68
Cepheid | Xpert Xpress CoV-2/Flu/RSV plus* | influenza B RNA Result | nasopharyngeal swab (258500001^Nasopharyngeal swab^SCT) anterior nasal swab (697989009^Anterior nares swab^SCT) | Flu B POSITIVE (260373001^Detected^SCT) Flu B NEGATIVE (260415000^Not Detected^SCT) NO RESULT- REPEAT TEST (455371000124106^Invalid result^SCT or 125154007^Specimen unsatisfactory for evaluation^SCT) INSTRUMENT ERROR (455371000124106^Invalid result^SCT or 125154007^Specimen unsatisfactory for evaluation^SCT) | 85478-6 | Influenza virus B RNA [Presence] in Upper respiratory specimen by NAA with probe detection | 95941-1 | Influenza virus A and B and SARS-CoV-2 (COVID-19) and Respiratory syncytial virus RNA panel - Respiratory specimen by NAA with probe detection |  |  |  | Xpert Xpress CoV-2/Flu/RSV plus_Cepheid | EUA | GeneXpert Xpress System_Cepheid | MNI | Influenza virus B RNA | PrThr | Pt | Respiratory.upper | Ord | Probe.amp.tar | 20210922 | 2.68
Cepheid | Xpert Xpress CoV-2/Flu/RSV plus* | RSV RNA Result | nasopharyngeal swab (258500001^Nasopharyngeal swab^SCT) anterior nasal swab (697989009^Anterior nares swab^SCT) | RSV POSITIVE (260373001^Detected^SCT) RSV NEGATIVE (260415000^Not Detected^SCT) NO RESULT- REPEAT TEST (455371000124106^Invalid result^SCT or 125154007^Specimen unsatisfactory for evaluation^SCT) INSTRUMENT ERROR (455371000124106^Invalid result^SCT or 125154007^Specimen unsatisfactory for evaluation^SCT) | 85479-4 | Respiratory syncytial virus RNA [Presence] in Upper respiratory specimen by NAA with probe detection | 95941-1 | Influenza virus A and B and SARS-CoV-2 (COVID-19) and Respiratory syncytial virus RNA panel - Respiratory specimen by NAA with probe detection |  |  |  | Xpert Xpress CoV-2/Flu/RSV plus_Cepheid | EUA | GeneXpert Xpress System_Cepheid | MNI | Respiratory syncytial virus RNA | PrThr | Pt | Respiratory.upper | Ord | Probe.amp.tar | 20210922 | 2.68
Chromacode | HDPCRTM SARS-CoV-2 Assay* | SARS-CoV-2 RNA | nasopharyngeal swabs (258500001^Nasopharyngeal swab^SCT) oropharyngeal swabs (258529004^Throat swab^SCT) anterior nasal swabs (697989009^Anterior nares swab^SCT) midturbinate nasal swabs (1293160008^Swab from middle region of inferior nasal meatus^SCT) nasal aspirate (429931000124105^Nasal aspirate specimen^SCT) nasal wash (433871000124101^Nasal washings^SCT) bronchoalveolar lavage (BAL) (258607008^Bronchoalveolar lavage fluid sample^SCT) | SARS-CoV-2 Positive (260373001^Detected^SCT) SARS-CoV-2 Presumptive Positive (720735008^Presumptive positive^SCT) SARS-CoV-2 Negative (260415000^Not detected^SCT) Invalid Results (455371000124106^Invalid result^SCT or 125154007^Specimen unsatisfactory for evaluation^SCT) | 94533-7 | SARS-CoV-2 (COVID19) N gene [Presence] in Respiratory specimen by NAA with probe detection | 94531-1 | SARS coronavirus 2 RNA panel - Respiratory specimen by NAA with probe detection |  |  |  | HDPCR SARS-CoV-2 Assay_ChromaCode Inc. | EUA | ABI QuantStudio 7 Flex_Thermo Fisher | MNI | SARS coronavirus 2 N gene | PrThr | Pt | Respiratory | Ord | Probe.amp.tar | 20220727 | 2.68
Chromacode | HDPCRTM SARS-CoV-2 Assay* | SARS-CoV-2 RNA | nasopharyngeal swabs (258500001^Nasopharyngeal swab^SCT) oropharyngeal swabs (258529004^Throat swab^SCT) anterior nasal swabs (697989009^Anterior nares swab^SCT) midturbinate nasal swabs (1293160008^Swab from middle region of inferior nasal meatus^SCT) nasal aspirate (429931000124105^Nasal aspirate specimen^SCT) nasal wash (433871000124101^Nasal washings^SCT) bronchoalveolar lavage (BAL) (258607008^Bronchoalveolar lavage fluid sample^SCT) | SARS-CoV-2 Positive (260373001^Detected^SCT) SARS-CoV-2 Presumptive Positive (720735008^Presumptive positive^SCT) SARS-CoV-2 Negative (260415000^Not detected^SCT) Invalid Results (455371000124106^Invalid result^SCT or 125154007^Specimen unsatisfactory for evaluation^SCT) | 94533-7 | SARS-CoV-2 (COVID19) N gene [Presence] in Respiratory specimen by NAA with probe detection | 94531-1 | SARS coronavirus 2 RNA panel - Respiratory specimen by NAA with probe detection |  |  |  | HDPCR SARS-CoV-2 Assay_ChromaCode Inc. | EUA | ABI QuantStudio 12K Flex_Thermo Fisher | MNI | SARS coronavirus 2 N gene | PrThr | Pt | Respiratory | Ord | Probe.amp.tar | 20220727 | 2.68
Chromacode | HDPCRTM SARS-CoV-2 Assay* | SARS-CoV-2 RNA | nasopharyngeal swabs (258500001^Nasopharyngeal swab^SCT) oropharyngeal swabs (258529004^Throat swab^SCT) anterior nasal swabs (697989009^Anterior nares swab^SCT) midturbinate nasal swabs (1293160008^Swab from middle region of inferior nasal meatus^SCT) nasal aspirate (429931000124105^Nasal aspirate specimen^SCT) nasal wash (433871000124101^Nasal washings^SCT) bronchoalveolar lavage (BAL) (258607008^Bronchoalveolar lavage fluid sample^SCT) | SARS-CoV-2 Positive (260373001^Detected^SCT) SARS-CoV-2 Presumptive Positive (720735008^Presumptive positive^SCT) SARS-CoV-2 Negative (260415000^Not detected^SCT) Invalid Results (455371000124106^Invalid result^SCT or 125154007^Specimen unsatisfactory for evaluation^SCT) | 94533-7 | SARS-CoV-2 (COVID19) N gene [Presence] in Respiratory specimen by NAA with probe detection | 94531-1 | SARS coronavirus 2 RNA panel - Respiratory specimen by NAA with probe detection |  |  |  | HDPCR SARS-CoV-2 Assay_ChromaCode Inc. | EUA | ABI 7500 FAST Real-Time PCR_Thermo Fisher | MNI | SARS coronavirus 2 N gene | PrThr | Pt | Respiratory | Ord | Probe.amp.tar | 20220727 | 2.68
CirrusDx Laboratories | LDT: CirrusDx SARS-CoV-2 Assay* | SARS-CoV-2 Result Interpretation | nasopharyngeal swabs (258500001^Nasopharyngeal swab^SCT) nasal swabs (445297001^Swab of internal nose^SCT) oropharyngeal swabs (258529004^Throat swab^SCT) BAL (258607008^Bronchoalveolar lavage fluid sample^SCT) | SARS-CoV-2 Detected (260373001^Detected^SCT) SARS-CoV-2 Not detected (260415000^Not detected^SCT) SARS-CoV-2 presumptive positive (720735008^Presumptive positive^SCT) Invalid (455371000124106^Invalid result^SCT or 125154007^Specimen unsatisfactory for evaluation^SCT) | 94500-6 | SARS coronavirus 2 RNA [Presence] in Respiratory specimen by NAA with probe detection | 94531-1 | SARS coronavirus 2 RNA panel - Respiratory specimen by NAA with probe detection |  |  |  | CirrusDx SARS-CoV-2 Assay_CirrusDx Laboratories | EUA | 10190302015592 | DII | SARS coronavirus 2 RNA | PrThr | Pt | Respiratory | Ord | Probe.amp.tar | 20220727 | 2.68
CirrusDx Laboratories | LDT: CirrusDx SARS-CoV-2 Assay* | SARS-CoV-2 Result Interpretation | nasopharyngeal swabs (258500001^Nasopharyngeal swab^SCT) nasal swabs (445297001^Swab of internal nose^SCT) oropharyngeal swabs (258529004^Throat swab^SCT) BAL (258607008^Bronchoalveolar lavage fluid sample^SCT) | SARS-CoV-2 Detected (260373001^Detected^SCT) SARS-CoV-2 Not detected (260415000^Not detected^SCT) SARS-CoV-2 presumptive positive (720735008^Presumptive positive^SCT) Invalid (455371000124106^Invalid result^SCT or 125154007^Specimen unsatisfactory for evaluation^SCT) | 94500-6 | SARS coronavirus 2 RNA [Presence] in Respiratory specimen by NAA with probe detection | 94531-1 | SARS coronavirus 2 RNA panel - Respiratory specimen by NAA with probe detection |  |  |  | CirrusDx SARS-CoV-2 Assay_CirrusDx Laboratories | EUA | ABI QuantStudio 7 Flex_Thermo Fisher | MNI | SARS coronavirus 2 RNA | PrThr | Pt | Respiratory | Ord | Probe.amp.tar | 20220727 | 2.68
Clear Labs, Inc. | Clear Dx SARS-CoV-2 Test* | SARS-CoV-2 Result Interpretation | nasopharyngeal swab (258500001^Nasopharyngeal swab^SCT) oropharyngeal swab (258529004^Throat swab^SCT) anterior nasal swab (697989009^Anterior nares swab^SCT) midturbinate swab (1293160008^Swab from middle region of inferior nasal meatus^SCT) nasopharyngeal wash/aspirate (258467004^Nasopharyngeal washings^SCT or 258411007^Nasopharyngeal aspirate^SCT) nasal aspirate (429931000124105^Nasal aspirate specimen^SCT) bronchoalveolar lavage specimen (258607008^Bronchoalveolar lavage fluid sample^SCT) | SARS-CoV-2 RNA Detected (260373001^Detected^SCT) SARS-CoV-2 RNA Not Detected (260415000^Not Detected^SCT) Invalid Result (455371000124106^Invalid result^SCT or 125154007^Specimen unsatisfactory for evaluation^SCT) | 95424-8 | SARS-CoV-2 (COVID-19) RNA [Presence] in Respiratory specimen by Sequencing | 95424-8 | SARS-CoV-2 (COVID-19) RNA [Presence] in Respiratory specimen by Sequencing |  |  |  | Clear Dx SARS-CoV-2 Test_Clear Labs, Inc. | EUA | Clear Dx system_Clear Labs | MNI | SARS coronavirus 2 RNA | PrThr | Pt | Respiratory | Ord | Sequencing | 20230308 | 2.74
Clear Labs, Inc. | Clear Dx SARS-CoV-2 Test* | SARS-CoV-2 Result Interpretation | nasopharyngeal swab (258500001^Nasopharyngeal swab^SCT) oropharyngeal swab (258529004^Throat swab^SCT) anterior nasal swab (697989009^Anterior nares swab^SCT) midturbinate swab (1293160008^Swab from middle region of inferior nasal meatus^SCT) nasopharyngeal wash/aspirate (258467004^Nasopharyngeal washings^SCT or 258411007^Nasopharyngeal aspirate^SCT) nasal aspirate (429931000124105^Nasal aspirate specimen^SCT) bronchoalveolar lavage specimen (258607008^Bronchoalveolar lavage fluid sample^SCT) | SARS-CoV-2 RNA Detected (260373001^Detected^SCT) SARS-CoV-2 RNA Not Detected (260415000^Not Detected^SCT) Invalid Result (455371000124106^Invalid result^SCT or 125154007^Specimen unsatisfactory for evaluation^SCT) | 95424-8 | SARS-CoV-2 (COVID-19) RNA [Presence] in Respiratory specimen by Sequencing | 95424-8 | SARS-CoV-2 (COVID-19) RNA [Presence] in Respiratory specimen by Sequencing |  |  |  | Clear Dx SARS-CoV-2 Test_Clear Labs, Inc. | EUA | GridION nanopore sequencer_Oxford Nanopore | MNI | SARS coronavirus 2 RNA | PrThr | Pt | Respiratory | Ord | Sequencing | 20230308 | 2.74
Cleveland Clinic Robert J. Tomsich Pathology and Laboratory Medicine Institute | LDT: Cleveland Clinic SARS-CoV-2 Assay* | SARS-CoV-2 Result Interpretation | nasopharyngeal (NP) swabs (258500001^Nasopharyngeal swab^SCT) oropharyngeal (OP) swabs (258529004^Throat swab^SCT) nasal swabs (445297001^Swab of internal nose^SCT) bronchoalveolar lavage (BAL) (258607008^Bronchoalveolar lavage fluid sample^SCT) tracheal aspirate (TASP) (445447003^Specimen from trachea obtained by aspiration^SCT) sputum (119334006^Sputum specimen^SCT) | Detected (260373001^Detected^SCT) Presumptive positive (720735008^Presumptive positive^SCT) Indeterminate Result (82334004^Indeterminate^SCT) Not Detected (260415000^Not Detected^SCT) Invalid Result (455371000124106^Invalid result^SCT or 125154007^Specimen unsatisfactory for evaluation^SCT) | 94500-6 | SARS-CoV-2 (COVID-19) RNA [Presence] in Respiratory specimen by NAA with probe detection | 94531-1 | SARS-CoV-2 (COVID-19) RNA panel - Respiratory specimen by NAA with probe detection | Testing is limited to the Cleveland Clinic Robert J. Tomsich Pathology and Laboratory Medicine Institute located at 9500 Euclid Ave/LL2, Cleveland, OH 44195 |  |  | Cleveland Clinic SARS-CoV-2 Assay_Cleveland Clinic Robert J. Tomsich Pathology and Laboratory Medicine Institute | EUA | cobas z 480 Instrument_Roche | MNI | SARS coronavirus 2 RNA | PrThr | Pt | Respiratory | Ord | Probe.amp.tar | 20200811 | 2.68
Cleveland Clinic Robert J. Tomsich Pathology and Laboratory Medicine Institute | LDT: Cleveland Clinic SARS-CoV-2 Assay* | SARS-CoV-2 Result Interpretation | nasopharyngeal (NP) swabs (258500001^Nasopharyngeal swab^SCT) oropharyngeal (OP) swabs (258529004^Throat swab^SCT) nasal swabs (445297001^Swab of internal nose^SCT) bronchoalveolar lavage (BAL) (258607008^Bronchoalveolar lavage fluid sample^SCT) tracheal aspirate (TASP) (445447003^Specimen from trachea obtained by aspiration^SCT) sputum (119334006^Sputum specimen^SCT) | Detected (260373001^Detected^SCT) Presumptive positive (720735008^Presumptive positive^SCT) Indeterminate Result (82334004^Indeterminate^SCT) Not Detected (260415000^Not Detected^SCT) Invalid Result (455371000124106^Invalid result^SCT or 125154007^Specimen unsatisfactory for evaluation^SCT) | 94500-6 | SARS-CoV-2 (COVID-19) RNA [Presence] in Respiratory specimen by NAA with probe detection | 94531-1 | SARS-CoV-2 (COVID-19) RNA panel - Respiratory specimen by NAA with probe detection | Testing is limited to the Cleveland Clinic Robert J. Tomsich Pathology and Laboratory Medicine Institute located at 9500 Euclid Ave/LL2, Cleveland, OH 44195 |  |  | Cleveland Clinic SARS-CoV-2 Assay_Cleveland Clinic Robert J. Tomsich Pathology and Laboratory Medicine Institute | EUA | LightCycler 480 Instrument_Roche | MNI | SARS coronavirus 2 RNA | PrThr | Pt | Respiratory | Ord | Probe.amp.tar | 20200811 | 2.68
Cleveland Clinic Robert J. Tomsich Pathology and Laboratory Medicine Institute | LDT: SelfCheck cobas SARS-CoV-2 Assay* | SARS-CoV-2 RNA Result Interpretation | anterior nasal swab (697989009^Anterior nares swab^SCT) | Detected (260373001^Detected^SCT) Presumptive Positive (720735008^Presumptive positive^SCT) Not Detected (260415000^Not Detected^SCT) Invalid (455371000124106^Invalid result^SCT or 125154007^Specimen unsatisfactory for evaluation^SCT) | 95406-5 | SARS-CoV-2 (COVID-19) RNA [Presence] in Nose by NAA with probe detection | 94531-1 | SARS-CoV-2 (COVID-19) RNA panel - Respiratory specimen by NAA with probe detection |  |  |  | SelfCheck cobas SARS-CoV-2 Assay_Cleveland Clinic Robert J. Tomsich Pathology and Laboratory Medicine Institute | EUA | cobas 6800 System_Roche | MNI | SARS coronavirus 2 RNA | PrThr | Pt | Nose | Ord | Probe.amp.tar | 20211027 | 2.69
Cleveland Clinic Robert J. Tomsich Pathology and Laboratory Medicine Institute | LDT: SelfCheck cobas SARS-CoV-2 Assay* | SARS-CoV-2 RNA Result Interpretation | anterior nasal swab (697989009^Anterior nares swab^SCT) | Detected (260373001^Detected^SCT) Presumptive Positive (720735008^Presumptive positive^SCT) Not Detected (260415000^Not Detected^SCT) Invalid (455371000124106^Invalid result^SCT or 125154007^Specimen unsatisfactory for evaluation^SCT) | 95406-5 | SARS-CoV-2 (COVID-19) RNA [Presence] in Nose by NAA with probe detection | 94531-1 | SARS-CoV-2 (COVID-19) RNA panel - Respiratory specimen by NAA with probe detection |  |  |  | SelfCheck cobas SARS-CoV-2 Assay_Cleveland Clinic Robert J. Tomsich Pathology and Laboratory Medicine Institute | EUA | cobas 8800 System_Roche | MNI | SARS coronavirus 2 RNA | PrThr | Pt | Nose | Ord | Probe.amp.tar | 20211027 | 2.69
Cleveland Clinic Robert J. Tomsich Pathology and Laboratory Medicine Institute | LDT: SelfCheck cobas SARS-CoV-2 + Flu Assay* | Influenza A | anterior nasal swab specimens (697989009^Anterior nares swab^SCT) | Positive (260373001^Detected^SCT) Negative (260415000^Not Detected^SCT) Invalid (455371000124106^Invalid result^SCT or 125154007^Specimen unsatisfactory for evaluation^SCT) | 85477-8 | Influenza virus A RNA [Presence] in Upper respiratory specimen by NAA with probe detection | 95380-2 | Influenza virus A and B and SARS-CoV-2 (COVID-19) and SARS-related CoV RNA panel - Respiratory specimen by NAA with probe detection |  |  |  | SelfCheck cobas SARS-CoV-2 + Flu Assay_Cleveland Clinic Robert J. Tomsich Pathology and Laboratory Medicine Institute | EUA | cobas 6800 System_Roche | MNI | Influenza virus A RNA | PrThr | Pt | Respiratory.upper | Ord | Probe.amp.tar | 20220420 | 2.68
Cleveland Clinic Robert J. Tomsich Pathology and Laboratory Medicine Institute | LDT: SelfCheck cobas SARS-CoV-2 + Flu Assay* | SARS-CoV-2 | anterior nasal swab specimens (697989009^Anterior nares swab^SCT) | Positive (260373001^Detected^SCT) Negative (260415000^Not Detected^SCT) Invalid (455371000124106^Invalid result^SCT or 125154007^Specimen unsatisfactory for evaluation^SCT) | 94559-2 | SARS-CoV-2 (COVID-19) ORF1ab region [Presence] in Respiratory specimen by NAA with probe detection | 95380-2 | Influenza virus A and B and SARS-CoV-2 (COVID-19) and SARS-related CoV RNA panel - Respiratory specimen by NAA with probe detection |  |  |  | SelfCheck cobas SARS-CoV-2 + Flu Assay_Cleveland Clinic Robert J. Tomsich Pathology and Laboratory Medicine Institute | EUA | cobas 6800 System_Roche | MNI | SARS coronavirus 2 ORF1ab region | PrThr | Pt | Respiratory | Ord | Probe.amp.tar | 20220420 | 2.69
Cleveland Clinic Robert J. Tomsich Pathology and Laboratory Medicine Institute | LDT: SelfCheck cobas SARS-CoV-2 + Flu Assay* | Pan-Sarbecovirus | anterior nasal swab specimens (697989009^Anterior nares swab^SCT) | Positive (260373001^Detected^SCT) Negative (260415000^Not Detected^SCT) Invalid (455371000124106^Invalid result^SCT or 125154007^Specimen unsatisfactory for evaluation^SCT) | 96122-7 | SARS-related coronavirus E gene [Presence] in Upper respiratory specimen by NAA with probe detection | 95380-2 | Influenza virus A and B and SARS-CoV-2 (COVID-19) and SARS-related CoV RNA panel - Respiratory specimen by NAA with probe detection |  |  |  | SelfCheck cobas SARS-CoV-2 + Flu Assay_Cleveland Clinic Robert J. Tomsich Pathology and Laboratory Medicine Institute | EUA | cobas 6800 System_Roche | MNI | SARS-related coronavirus E gene | PrThr | Pt | Respiratory.upper | Ord | Probe.amp.tar | 20220420 | 2.69
Cleveland Clinic Robert J. Tomsich Pathology and Laboratory Medicine Institute | LDT: SelfCheck cobas SARS-CoV-2 + Flu Assay* | Influenza B | anterior nasal swab specimens (697989009^Anterior nares swab^SCT) | Positive (260373001^Detected^SCT) Negative (260415000^Not Detected^SCT) Invalid (455371000124106^Invalid result^SCT or 125154007^Specimen unsatisfactory for evaluation^SCT) | 85478-6 | Influenza virus B RNA [Presence] in Upper respiratory specimen by NAA with probe detection | 95380-2 | Influenza virus A and B and SARS-CoV-2 (COVID-19) and SARS-related CoV RNA panel - Respiratory specimen by NAA with probe detection |  |  |  | SelfCheck cobas SARS-CoV-2 + Flu Assay_Cleveland Clinic Robert J. Tomsich Pathology and Laboratory Medicine Institute | EUA | cobas 6800 System_Roche | MNI | Influenza virus B RNA | PrThr | Pt | Respiratory.upper | Ord | Probe.amp.tar | 20220420 | 2.68
Cleveland Clinic Robert J. Tomsich Pathology and Laboratory Medicine Institute | LDT: SelfCheck cobas SARS-CoV-2 + Flu Assay* | Influenza A | anterior nasal swab specimens (697989009^Anterior nares swab^SCT) | Positive (260373001^Detected^SCT) Negative (260415000^Not Detected^SCT) Invalid (455371000124106^Invalid result^SCT or 125154007^Specimen unsatisfactory for evaluation^SCT) | 85477-8 | Influenza virus A RNA [Presence] in Upper respiratory specimen by NAA with probe detection | 95380-2 | Influenza virus A and B and SARS-CoV-2 (COVID-19) and SARS-related CoV RNA panel - Respiratory specimen by NAA with probe detection |  |  |  | SelfCheck cobas SARS-CoV-2 + Flu Assay_Cleveland Clinic Robert J. Tomsich Pathology and Laboratory Medicine Institute | EUA | cobas 8800 System_Roche | MNI | Influenza virus A RNA | PrThr | Pt | Respiratory.upper | Ord | Probe.amp.tar | 20220420 | 2.68
Cleveland Clinic Robert J. Tomsich Pathology and Laboratory Medicine Institute | LDT: SelfCheck cobas SARS-CoV-2 + Flu Assay* | SARS-CoV-2 | anterior nasal swab specimens (697989009^Anterior nares swab^SCT) | Positive (260373001^Detected^SCT) Negative (260415000^Not Detected^SCT) Invalid (455371000124106^Invalid result^SCT or 125154007^Specimen unsatisfactory for evaluation^SCT) | 94559-2 | SARS-CoV-2 (COVID-19) ORF1ab region [Presence] in Respiratory specimen by NAA with probe detection | 95380-2 | Influenza virus A and B and SARS-CoV-2 (COVID-19) and SARS-related CoV RNA panel - Respiratory specimen by NAA with probe detection |  |  |  | SelfCheck cobas SARS-CoV-2 + Flu Assay_Cleveland Clinic Robert J. Tomsich Pathology and Laboratory Medicine Institute | EUA | cobas 8800 System_Roche | MNI | SARS coronavirus 2 ORF1ab region | PrThr | Pt | Respiratory | Ord | Probe.amp.tar | 20220420 | 2.69
Cleveland Clinic Robert J. Tomsich Pathology and Laboratory Medicine Institute | LDT: SelfCheck cobas SARS-CoV-2 + Flu Assay* | Pan-Sarbecovirus | anterior nasal swab specimens (697989009^Anterior nares swab^SCT) | Positive (260373001^Detected^SCT) Negative (260415000^Not Detected^SCT) Invalid (455371000124106^Invalid result^SCT or 125154007^Specimen unsatisfactory for evaluation^SCT) | 96122-7 | SARS-related coronavirus E gene [Presence] in Upper respiratory specimen by NAA with probe detection | 95380-2 | Influenza virus A and B and SARS-CoV-2 (COVID-19) and SARS-related CoV RNA panel - Respiratory specimen by NAA with probe detection |  |  |  | SelfCheck cobas SARS-CoV-2 + Flu Assay_Cleveland Clinic Robert J. Tomsich Pathology and Laboratory Medicine Institute | EUA | cobas 8800 System_Roche | MNI | SARS-related coronavirus E gene | PrThr | Pt | Respiratory.upper | Ord | Probe.amp.tar | 20220420 | 2.69
Cleveland Clinic Robert J. Tomsich Pathology and Laboratory Medicine Institute | LDT: SelfCheck cobas SARS-CoV-2 + Flu Assay* | Influenza B | anterior nasal swab specimens (697989009^Anterior nares swab^SCT) | Positive (260373001^Detected^SCT) Negative (260415000^Not Detected^SCT) Invalid (455371000124106^Invalid result^SCT or 125154007^Specimen unsatisfactory for evaluation^SCT) | 85478-6 | Influenza virus B RNA [Presence] in Upper respiratory specimen by NAA with probe detection | 95380-2 | Influenza virus A and B and SARS-CoV-2 (COVID-19) and SARS-related CoV RNA panel - Respiratory specimen by NAA with probe detection |  |  |  | SelfCheck cobas SARS-CoV-2 + Flu Assay_Cleveland Clinic Robert J. Tomsich Pathology and Laboratory Medicine Institute | EUA | cobas 8800 System_Roche | MNI | Influenza virus B RNA | PrThr | Pt | Respiratory.upper | Ord | Probe.amp.tar | 20220420 | 2.68
Cleveland Clinic Robert J. Tomsich Pathology and Laboratory Medicine Institute | LDT: SelfCheck COVID-19 TaqPath Multiplex PCR* | SARS-CoV-2 RNA Result | anterior nasal (nares) swab (697989009^Anterior nares swab^SCT) | SARS-CoV-2 Not detected (260415000^Not Detected^SCT) N/A (455371000124106^Invalid result^SCT or 125154007^Specimen unsatisfactory for evaluation^SCT) INCONCLUSIVE (419984006^Inconclusive^SCT) SARS-CoV-2 Detected (260373001^Detected^SCT) | 95406-5 | SARS-CoV-2 (COVID-19) RNA [Presence] in Nose by NAA with probe detection | 94531-1 | SARS-CoV-2 (COVID-19) RNA panel - Respiratory specimen by NAA with probe detection | Testing is limited to the Cleveland Clinic Robert J. Tomsich Pathology and Laboratory Medicine Institute, located at 9500 Euclid Ave/LL2, Cleveland, OH 44195, which is certified under the Clinical Laboratory Improvement Amendments of 1988 (CLIA), 42 U.S.C. §263a, and meets requirements to perform high complexity tests. |  |  | SelfCheck COVID-19 TaqPath Multiplex PCR_Cleveland Clinic Robert J. Tomsich Pathology and Laboratory Medicine Institute | EUA | ABI 7500 Real-Time PCR_Thermo Fisher | MNI | SARS coronavirus 2 RNA | PrThr | Pt | Nose | Ord | Probe.amp.tar | 20210825 | 2.69
Cleveland Clinic Robert J. Tomsich Pathology and Laboratory Medicine Institute | LDT: SelfCheck COVID-19 TaqPath Multiplex PCR* | SARS-CoV-2 RNA Result | anterior nasal (nares) swab (697989009^Anterior nares swab^SCT) | SARS-CoV-2 Not detected (260415000^Not Detected^SCT) N/A (455371000124106^Invalid result^SCT or 125154007^Specimen unsatisfactory for evaluation^SCT) INCONCLUSIVE (419984006^Inconclusive^SCT) SARS-CoV-2 Detected (260373001^Detected^SCT) | 95406-5 | SARS-CoV-2 (COVID-19) RNA [Presence] in Nose by NAA with probe detection | 94531-1 | SARS-CoV-2 (COVID-19) RNA panel - Respiratory specimen by NAA with probe detection | Testing is limited to the Cleveland Clinic Robert J. Tomsich Pathology and Laboratory Medicine Institute, located at 9500 Euclid Ave/LL2, Cleveland, OH 44195, which is certified under the Clinical Laboratory Improvement Amendments of 1988 (CLIA), 42 U.S.C. §263a, and meets requirements to perform high complexity tests. |  |  | SelfCheck COVID-19 TaqPath Multiplex PCR_Cleveland Clinic Robert J. Tomsich Pathology and Laboratory Medicine Institute | EUA | 10190302000222 | DII | SARS coronavirus 2 RNA | PrThr | Pt | Nose | Ord | Probe.amp.tar | 20210825 | 2.69
Clinical Enterprise, Inc. | LDT: Clinical Enterprise SARS-CoV-2 RT-PCR Assay* | SARS-CoV-2 RNA Reported Result | nasopharyngeal swabs (258500001^Nasopharyngeal swab^SCT) mid turbinate swabs (1293160008^Swab from middle region of inferior nasal meatus^SCT) anterior nasal swabs (697989009^Anterior nares swab^SCT) nasopharyngeal wash (258467004^Nasopharyngeal washings^SCT) nasal wash (433871000124101^Nasal washings^SCT) oropharyngeal (OP) swabs (258529004^Throat swab^SCT) bronchoalveolar lavage (BAL) (258607008^Bronchoalveolar lavage fluid sample^SCT) | Detected (260373001^Detected^SCT) Not Detected (260415000^Not Detected^SCT) Repeat/ Inconclusive (455371000124106^Invalid result^SCT or 125154007^Specimen unsatisfactory for evaluation^SCT) | 94533-7 | SARS-CoV-2 (COVID-19) N gene [Presence] in Respiratory specimen by NAA with probe detection | 94533-7 | SARS-CoV-2 (COVID-19) N gene [Presence] in Respiratory specimen by NAA with probe detection | Testing is limited to laboratories designated by Clinical Enterprise, Inc., which are certified under the Clinical Laboratory Improvement Amendments of 1988 (CLIA), 42 U.S.C. §263a, and meet the requirements to perform high complexity tests. |  |  | Clinical Enterprise SARS-CoV-2 RT-PCR Assay_Clinical Enterprise, Inc. | EUA | 10190302015592 | DII | SARS coronavirus 2 N gene | PrThr | Pt | Respiratory | Ord | Probe.amp.tar | 20210414 | 2.69
Clinical Enterprise, Inc. | LDT: Clinical Enterprise SARS-CoV-2 RT-PCR Assay DTC* | SARS-CoV-2 RNA Reported Result | anterior nasal (nasal) swab (697989009^Anterior nares swab^SCT) | Detected (260373001^Detected^SCT) Not Detected (260415000^Not Detected^SCT) Inconclusive (455371000124106^Invalid result^SCT or 125154007^Specimen unsatisfactory for evaluation^SCT) | 95409-9 | SARS-CoV-2 (COVID-19) N gene [Presence] in Nose by NAA with probe detection | 95409-9 | SARS-CoV-2 (COVID-19) N gene [Presence] in Nose by NAA with probe detection | Testing of collected nasal swab specimens is limited to laboratories designated by Clinical Enterprise, Inc., which are certified under the Clinical Laboratory Improvement Amendments of 1988 (CLIA), 42 U.S.C. §263a, and meet the requirements to perform high complexity tests. |  |  | Clinical Enterprise SARS-CoV-2 RT-PCR Assay DTC_Clinical Enterprise, Inc. | EUA | 10190302015592 | DII | SARS coronavirus 2 N gene | PrThr | Pt | Nose | Ord | Probe.amp.tar | 20210414 | 2.69
Clinical Reference Laboratory, Inc. | LDT: CRL Rapid Response* | SARS-CoV-2 Result Interpretation | saliva specimens (258560004^Oral saliva sample^SCT) | positive (260373001^Detected^SCT) negative (260415000^Not Detected^SCT) invalid (455371000124106^Invalid result^SCT or 125154007^Specimen unsatisfactory for evaluation^SCT) | 96091-4 | SARS-CoV-2 (COVID-19) RdRp gene [Presence] in Saliva (oral fluid) by NAA with probe detection | 96091-4 | SARS-CoV-2 (COVID-19) RdRp gene [Presence] in Saliva (oral fluid) by NAA with probe detection | Testing is limited to Clinical Reference Laboratory, Inc, located at 8433 Quivira Rd., Lenexa, KS 66215 |  |  | CRL Rapid Response_Clinical Reference Laboratory, Inc. | EUA | CFX96 Touch Real-Time PCR System_BioRad | MNI | SARS coronavirus 2 RdRp gene | PrThr | Pt | Saliva | Ord | Probe.amp.tar | 20210707 | 2.69
Clinical Research Sequencing Platform (CRSP), LLC at the Broad Institute of MIT and Harvard | LDT: CRSP SARS-CoV-2 Real-time Reverse Transcriptase (RT)-PCR Diagnostic Assay* | SARS-CoV-2 Result Interpretation (N1 & N2) | nasopharyngeal swabs (258500001^Nasopharyngeal swab^SCT) oropharyngeal swabs (258529004^Throat swab^SCT) combined nasopharyngeal/oropharyngeal (NP/OP) swabs (433801000124107^Nasopharyngeal and oropharyngeal swab^SCT) anterior nasal swabs (697989009^Anterior nares swab^SCT) nasal swabs (445297001^Swab of internal nose^SCT) mid-turbinate swabs (1293160008^Swab from middle region of inferior nasal meatus^SCT) nasopharyngeal wash/aspirate (258467004^Nasopharyngeal washings^SCT or 258411007^Nasopharyngeal aspirate^SCT) nasal aspirate specimens (429931000124105^Nasal aspirate specimen^SCT) bronchoalveolar lavage specimens (258607008^Bronchoalveolar lavage fluid sample^SCT) | SARS-CoV-2 detected (260373001^Detected^SCT) Inconclusive (419984006^Inconclusive^SCT) SARS-CoV-2 not detected (260415000^Not Detected^SCT) Invalid Result (455371000124106^Invalid result^SCT or 125154007^Specimen unsatisfactory for evaluation^SCT) | 94533-7 | SARS-CoV-2 (COVID-19) N gene [Presence] in Respiratory specimen by NAA with probe detection | 94531-1 | SARS coronavirus 2 RNA panel - Respiratory specimen by NAA with probe detection | Testing is limited to the Clinical Research Sequencing Platform (CRSP), LLC at the Broad Institute of MIT and Harvard, located at 320 Charles Street, Cambridge, MA 02141 |  |  | CRSP SARS-CoV-2 Real-time Reverse Transcriptase (RT)-PCR Diagnostic Assay_Clinical Research Sequencing Platform (CRSP), LLC at the Broad Institute of MIT and Harvard | EUA | ABI ViiA 7 PCR System_Thermo Fisher | MNI | SARS coronavirus 2 N gene | PrThr | Pt | Respiratory | Ord | Probe.amp.tar | 20200811 | 2.68
Clinical Research Sequencing Platform (CRSP), LLC at the Broad Institute of MIT and Harvard | LDT: CRSP SARS-CoV-2 Real-time Reverse Transcriptase (RT)-PCR Diagnostic Assay* | SARS-CoV-2 Result Interpretation (N1 & N2) | nasopharyngeal swabs (258500001^Nasopharyngeal swab^SCT) oropharyngeal swabs (258529004^Throat swab^SCT) combined nasopharyngeal/oropharyngeal (NP/OP) swabs (433801000124107^Nasopharyngeal and oropharyngeal swab^SCT) anterior nasal swabs (697989009^Anterior nares swab^SCT) nasal swabs (445297001^Swab of internal nose^SCT) mid-turbinate swabs (1293160008^Swab from middle region of inferior nasal meatus^SCT) nasopharyngeal wash/aspirate (258467004^Nasopharyngeal washings^SCT or 258411007^Nasopharyngeal aspirate^SCT) nasal aspirate specimens (429931000124105^Nasal aspirate specimen^SCT) bronchoalveolar lavage specimens (258607008^Bronchoalveolar lavage fluid sample^SCT) | SARS-CoV-2 detected (260373001^Detected^SCT) Inconclusive (419984006^Inconclusive^SCT) SARS-CoV-2 not detected (260415000^Not Detected^SCT) Invalid Result (455371000124106^Invalid result^SCT or 125154007^Specimen unsatisfactory for evaluation^SCT) | 94533-7 | SARS-CoV-2 (COVID-19) N gene [Presence] in Respiratory specimen by NAA with probe detection | 94531-1 | SARS coronavirus 2 RNA panel - Respiratory specimen by NAA with probe detection | Testing is limited to the Clinical Research Sequencing Platform (CRSP), LLC at the Broad Institute of MIT and Harvard, located at 320 Charles Street, Cambridge, MA 02141 |  |  | CRSP SARS-CoV-2 Real-time Reverse Transcriptase (RT)-PCR Diagnostic Assay_Clinical Research Sequencing Platform (CRSP), LLC at the Broad Institute of MIT and Harvard | EUA | ABI QuantStudio 7 Flex_Thermo Fisher | MNI | SARS coronavirus 2 N gene | PrThr | Pt | Respiratory | Ord | Probe.amp.tar | 20200811 | 2.68
Clinical Research Sequencing Platform (CRSP), LLC at the Broad Institute of MIT and Harvard | LDT: CRSP SARS-CoV-2 Real-time Reverse Transcriptase (RT)-PCR Diagnostic Assay (Version 3)* | SARS-CoV-2 Result Interpretation | anterior nasal (nasal) swab (697989009^Anterior nares swab^SCT) | SARS-CoV-2 detected (260373001^Detected^SCT) SARS-CoV-2 not detected (260415000^Not Detected^SCT) Invalid Result (455371000124106^Invalid result^SCT or 125154007^Specimen unsatisfactory for evaluation^SCT) Inconclusive (419984006^Inconclusive^SCT) | 94533-7 | SARS-CoV-2 (COVID-19) N gene [Presence] in Respiratory specimen by NAA with probe detection | 94531-1 | SARS coronavirus 2 RNA panel - Respiratory specimen by NAA with probe detection | All testing is limited to the Clinical Research Sequencing Platform (CRSP), LLC at the Broad Institute of MIT and Harvard, located at 320 Charles Street, Cambridge, MA 02141 which is certified under the Clinical Laboratory Improvement Amendments of 1988 (CLIA), 42 U.S.C. §263a, and meets requirements to perform high complexity tests. |  |  | CRSP SARS-CoV-2 Real-time Reverse Transcriptase (RT)-PCR Diagnostic Assay (Version 3)_Clinical Research Sequencing Platform (CRSP), LLC at the Broad Institute of MIT and Harvard | EUA | ABI QuantStudio 7 Flex_Thermo Fisher | MNI | SARS coronavirus 2 N gene | PrThr | Pt | Respiratory | Ord | Probe.amp.tar | 20210317 | 2.69
Clinomics USA Inc. | Clinomics TrioDx RT-PCR COVID-19 Test* | SARS-CoV-2 Result Interpretation | nasopharyngeal swab (258500001^Nasopharyngeal swab^SCT) oropharyngeal swab (258529004^Throat swab^SCT) combined NP/OP swab (433801000124107^Nasopharyngeal and oropharyngeal swab^SCT) mid-turbinate swab (1293160008^Swab from middle region of inferior nasal meatus^SCT) anterior nasal swabs (697989009^Anterior nares swab^SCT) | Positive SARS-CoV-2 (260373001^Detected^SCT) Presumptive Positive SARS-CoV-2 (720735008^Presumptive positive^SCT) Negative (260415000^Not Detected^SCT) Invalid (455371000124106^Invalid result^SCT or 125154007^Specimen unsatisfactory for evaluation^SCT) | 94500-6 | SARS-CoV-2 (COVID-19) RNA [Presence] in Respiratory specimen by NAA with probe detection | 94531-1 | SARS-CoV-2 (COVID-19) RNA panel - Respiratory specimen by NAA with probe detection |  |  |  | Clinomics TrioDx RT-PCR COVID-19 Test_Clinomics USA Inc. | EUA | ABI QuantStudio 6 Flex_Thermo Fisher | MNI | SARS coronavirus 2 RNA | PrThr | Pt | Respiratory | Ord | Probe.amp.tar | 20210210 | 2.69
Co-Diagnostics, Inc. | Logix Smart Coronavirus Disease 2019 (COVID-19) Kit* | SARS-CoV-2 RdRp gene Results interpretation | Bronchoalveolar lavage (258607008^Bronchoalveolar lavage fluid sample^SCT) tracheal aspirate (445447003^Specimen from trachea obtained by aspiration^SCT) Sputum (119334006^Sputum specimen^SCT) Nasopharyngeal swab (258500001^Nasopharyngeal swab^SCT) Oropharyngeal swab (e.g., throat swab)(258529004^Throat swab^SCT) Nasopharyngeal swab AND oropharyngeal swab (NP/OP swab) (433801000124107^Nasopharyngeal and oropharyngeal swab^SCT) Nasopharyngeal wash (258467004^Nasopharyngeal washings^SCT) Nasopharyngeal aspirate (258411007^Nasopharyngeal aspirate^SCT) nasal aspirate (429931000124105^Nasal aspirate specimen^SCT) | SARS-CoV-2 RNA positive (260373001^Detected^SCT) SARS-CoV-2 RNA negative (260415000^Not detected^SCT) Invalid (455371000124106^Invalid result^SCT or 125154007^Specimen unsatisfactory for evaluation^SCT) | 94534-5 | SARS coronavirus 2 RdRp gene [Presence] in Respiratory specimen by NAA with probe detection | 94534-5 | SARS coronavirus 2 RdRp gene [Presence] in Respiratory specimen by NAA with probe detection |  |  |  | Logix Smart Coronavirus Disease 2019 (COVID-19) Kit_Co-Diagnostics, Inc. | EUA | CoDx Box_Co-Diagnostics | MNI | SARS coronavirus 2 RdRp gene | PrThr | Pt | Respiratory | Ord | Probe.amp.tar | 20200428 | 2.68
Color Health, Inc. | LDT: Color SARS-CoV-2 RT-LAMP Diagnostic Assay* | SARS-CoV-2 RNA | Anterior nasal swab (697989009^Anterior nares swab^SCT) Mid-turbinate nasal swabs(1293160008^Swab from middle region of inferior nasal meatus^SCT) nasopharyngeal swab (258500001^Nasopharyngeal swab^SCT) oropharyngeal swabs (258529004^Throat swab^SCT) nasopharyngeal wash (258467004^Nasopharyngeal washings^SCT) nasopharyngeal aspirate (258411007^Nasopharyngeal aspirate^SCT) nasal aspirate (429931000124105^Nasal aspirate specimen^SCT) BAL (258607008^Bronchoalveolar lavage fluid sample^SCT) | SARS-CoV-2 DETECTED (260373001^Detected^SCT) SARS-CoV-2 NOT DETECTED (260415000^Not detected^SCT) Inconclusive (419984006^Inconclusive^SCT) Failed (455371000124106^Invalid result^SCT) | 94500-6 | SARS coronavirus 2 RNA [Presence] in Respiratory specimen by NAA with probe detection | 94500-6 | SARS coronavirus 2 RNA [Presence] in Respiratory specimen by NAA with probe detection | Testing is limited to Color Health, Inc., located at 863 Mitten Road, Burlingame, CA 94010, which is certified under the Clinical Laboratory Improvement Amendments of 1988 (CLIA), 42 U.S.C. §263a., and meets requirements to perform high-complexity tests. |  |  | Color SARS-CoV-2 RT-LAMP Diagnostic Assay_Color Health, Inc. | EUA | Synergy NEO2 Hybrid Multi-Mode Reader_BioTek | MNI | SARS coronavirus 2 RNA | PrThr | Pt | Respiratory | Ord | Probe.amp.tar | 20210811 | 2.68
Color Health, Inc. | LDT: Color SARS-CoV-2 RT-LAMP Diagnostic Assay DTC* | SARS-CoV-2 viral RNA Result Interpretation | anterior nasal swab (697989009^Anterior nares swab^SCT) | SARS-CoV-2 Detected (260373001^Detected^SCT) SARS-CoV-2 Not Detected (260415000^Not Detected^SCT) Inconclusive (419984006^Inconclusive^SCT) FAILED (INVALID) (455371000124106^Invalid result^SCT or 125154007^Specimen unsatisfactory for evaluation^SCT) | 95406-5 | SARS-CoV-2 (COVID-19) RNA [Presence] in Nose by NAA with probe detection | 94531-1 | SARS-CoV-2 (COVID-19) RNA panel - Respiratory specimen by NAA with probe detection | Testing of collected anterior nasal swab specimens is limited to Color Health, Inc., located at 863 Mitten Road, Burlingame, CA 94010, which is certified under the Clinical Laboratory Improvement Amendments of 1988 (CLIA), 42 U.S.C. §263a., and meets requirements to perform high-complexity tests. |  |  | Color SARS-CoV-2 RT-LAMP Diagnostic Assay DTC_Color Health, Inc. | EUA | Synergy NEO2 Hybrid Multi-Mode Reader_BioTek | MNI | SARS coronavirus 2 RNA | PrThr | Pt | Nose | Ord | Probe.amp.tar | 20210811 | 2.69
Columbia University Laboratory of Personalized Genomic Medicine | LDT: Triplex CII-SARS-CoV-2 rRT-PCR test* | SARS-CoV-2 | Nasal swab (445297001^Swab of internal nose^SCT) mid-turbinate nasal swab (1293160008^Swab from middle region of inferior nasal meatus^SCT) nasopharyngeal swab (258500001^Nasopharyngeal swab^SCT) oropharyngeal swab (258529004^Throat swab^SCT) | Positive (260373001^Detected^SCT) Presumptive positive (720735008^Presumptive positive^SCT) Negative (260415000^Not detected^SCT) Equivocal (42425007^Equivocal^SCT) Invalid (455371000124106^Invalid result^SCT) | 94533-7 | SARS coronavirus 2 N gene [Presence] in Respiratory specimen by NAA with probe detection | 94533-7 | SARS coronavirus 2 N gene [Presence] in Respiratory specimen by NAA with probe detection |  |  |  | TRIPLEX CII-SARS-CoV-2 rRT-PCR TEST_Columbia University Laboratory of Personalized Genomic Medicine | EUA | 10190302000222 | DII | SARS coronavirus 2 N gene | PrThr | Pt | Respiratory | Ord | Probe.amp.tar | 20200519 | 2.68
Compass Laboratory Services, LLC | LDT: Compass Laboratory Services SARS-CoV2 Assay* | SARS-CoV-2 Result Interpretation | nasopharyngeal swabs (258500001^Nasopharyngeal swab^SCT) oropharyngeal (throat) swab (258529004^Throat swab^SCT) mid-turbinate nasal swabs (1293160008^Swab from middle region of inferior nasal meatus^SCT) anterior nasal swabs (697989009^Anterior nares swab^SCT) nasopharyngeal wash/aspirate (258467004^Nasopharyngeal washings^SCT or 258411007^Nasopharyngeal aspirate^SCT) nasal aspirate (429931000124105^Nasal aspirate specimen^SCT) | Positive (260373001^Detected^SCT) Negative (260415000^Not Detected^SCT) Quantity not sufficient (125154007^Specimen unsatisfactory for evaluation^SCT) Indeterminate result (419984006^Inconclusive^SCT) | 94559-2 | SARS-CoV-2 (COVID-19) ORF1ab region [Presence] in Respiratory specimen by NAA with probe detection | 94559-2 | SARS-CoV-2 (COVID-19) ORF1ab region [Presence] in Respiratory specimen by NAA with probe detection | Testing is limited to Compass Laboratory Services, LLC's laboratory located at 1910 Nonconnah Blvd, Suite 108, Memphis TN 38132 |  |  | Compass Laboratory Services SARS-CoV2 Assay_Compass Laboratory Services, LLC | EUA | ABI QuantStudio 7 Flex_Thermo Fisher | MNI | SARS coronavirus 2 ORF1ab region | PrThr | Pt | Respiratory | Ord | Probe.amp.tar | 20220727 | 2.68
Compass Laboratory Services, LLC | LDT: Compass Laboratory Services SARS-CoV2 Assay* | SARS-CoV-2 Result Interpretation | nasopharyngeal swabs (258500001^Nasopharyngeal swab^SCT) oropharyngeal (throat) swab (258529004^Throat swab^SCT) mid-turbinate nasal swabs (1293160008^Swab from middle region of inferior nasal meatus^SCT) anterior nasal swabs (697989009^Anterior nares swab^SCT) nasopharyngeal wash/aspirate (258467004^Nasopharyngeal washings^SCT or 258411007^Nasopharyngeal aspirate^SCT) nasal aspirate (429931000124105^Nasal aspirate specimen^SCT) | Positive (260373001^Detected^SCT) Negative (260415000^Not Detected^SCT) Quantity not sufficient (125154007^Specimen unsatisfactory for evaluation^SCT) Indeterminate result (419984006^Inconclusive^SCT) | 94559-2 | SARS-CoV-2 (COVID-19) ORF1ab region [Presence] in Respiratory specimen by NAA with probe detection | 94559-2 | SARS-CoV-2 (COVID-19) ORF1ab region [Presence] in Respiratory specimen by NAA with probe detection | Testing is limited to Compass Laboratory Services, LLC's laboratory located at 1910 Nonconnah Blvd, Suite 108, Memphis TN 38132 |  |  | Compass Laboratory Services SARS-CoV2 Assay_Compass Laboratory Services, LLC | EUA | ABI QuantStudio 12K Flex_Thermo Fisher | MNI | SARS coronavirus 2 ORF1ab region | PrThr | Pt | Respiratory | Ord | Probe.amp.tar | 20220727 | 2.68
CorDx, Inc. | CorDx COVID-19 Ag Test | SARS-CoV-2 nucleocapsid protein antigen | anterior nasal swabs (697989009^Anterior nares swab^SCT) | Positive (260373001^Detected^SCT) Negative (260415000^Not Detected^SCT) Invalid (455371000124106^Invalid result^SCT or 125154007^Specimen unsatisfactory for evaluation^SCT) | 97097-0 | SARS-CoV-2 (COVID-19) Ag [Presence] in Upper respiratory specimen by Rapid immunoassay | 97097-0 | SARS-CoV-2 (COVID-19) Ag [Presence] in Upper respiratory specimen by Rapid immunoassay |  |  |  | CorDx COVID-19 Ag Test_CorDX, Inc. | EUA | No Equipment | NA | SARS coronavirus 2 Ag | PrThr | Pt | Respiratory.upper | Ord | IA.rapid | 20221207 | 2.70
CorDx, Inc. | CorDx Tyfast Flu A/B & COVID-19 Multiplex Rapid Test | COV (COVID-19) | anterior nasal swabs (697989009^Anterior nares swab^SCT) | COVID-19 Positive (260373001^Detected^SCT) COVID-19 Negative (260415000^Not detected^SCT) Invalid (455371000124106^Invalid result^SCT or 125154007^Specimen unsatisfactory for evaluation^SCT) | 97097-0 | SARS-CoV-2 (COVID-19) Ag [Presence] in Upper respiratory specimen by Rapid immunoassay | 97099-6 | Influenza virus A and B and SARS-CoV-2 (COVID-19) Ag panel - Upper respiratory specimen by Rapid immunoassay |  |  |  | CorDx Tyfast Flu A/B & COVID-19 Multiplex Rapid Test_CorDx, Inc. | EUA | No Equipment | (NA) | SARS coronavirus 2 Ag | PrThr | Pt | Respiratory system specimen.upper | Ord | IA.rapid | 20240404 | 2.77
CorDx, Inc. | CorDx Tyfast Flu A/B & COVID-19 Multiplex Rapid Test | Flu A | anterior nasal swabs (697989009^Anterior nares swab^SCT) | Flu A Positive (260373001^Detected^SCT) Flu A Negative (260415000^Not detected^SCT) Invalid (455371000124106^Invalid result^SCT or 125154007^Specimen unsatisfactory for evaluation^SCT) | 80382-5 | Influenza virus A Ag [Presence] in Upper respiratory specimen by Rapid immunoassay | 97099-6 | Influenza virus A and B and SARS-CoV-2 (COVID-19) Ag panel - Upper respiratory specimen by Rapid immunoassay |  |  |  | CorDx Tyfast Flu A/B & COVID-19 Multiplex Rapid Test_CorDx, Inc. | EUA | No Equipment | (NA) | Influenza virus A Ag | PrThr | Pt | Respiratory system specimen.upper | Ord | IA.rapid | 20240404 | 2.77
CorDx, Inc. | CorDx Tyfast Flu A/B & COVID-19 Multiplex Rapid Test | Flu B | anterior nasal swabs (697989009^Anterior nares swab^SCT) | Flu B Positive (260373001^Detected^SCT) Flu B Negative (260415000^Not detected^SCT) Invalid (455371000124106^Invalid result^SCT or 125154007^Specimen unsatisfactory for evaluation^SCT) | 80383-3 | Influenza virus B Ag [Presence] in Upper respiratory specimen by Rapid immunoassay | 97099-6 | Influenza virus A and B and SARS-CoV-2 (COVID-19) Ag panel - Upper respiratory specimen by Rapid immunoassay |  |  |  | CorDx Tyfast Flu A/B & COVID-19 Multiplex Rapid Test_CorDx, Inc. | EUA | No Equipment | (NA) | Influenza virus B Ag | PrThr | Pt | Respiratory system specimen.upper | Ord | IA.rapid | 20240404 | 2.77
Cormeum Laboratory Services | LDT: SARS-CoV-2 Assay* | SARS-CoV-2 Result Interpretation | nasopharyngeal swabs (258500001^Nasopharyngeal swab^SCT) | Positive SARSCoV-2 (260373001^Detected^SCT) SARS-CoV-2 Not Detected (260415000^Not detected^SCT) SARS-CoV-2 Inconclusive (419984006^Inconclusive^SCT) N/A (455371000124106^Invalid result^SCT or 125154007^Specimen unsatisfactory for evaluation^SCT) | 94759-8 | SARS-CoV-2 (COVID-19) RNA [Presence] in Nasopharynx by NAA with probe detection | 94759-8 | SARS-CoV-2 (COVID-19) RNA [Presence] in Nasopharynx by NAA with probe detection | Testing is limited to Cormeum Laboratory Services |  |  | Cormeum SARS-CoV-2 Assay_Cormeum Laboratory Services | EUA | ABI QuantStudio 12K Flex_Thermo Fisher | MNI | SARS coronavirus 2 RNA | PrThr | Pt | Nph | Ord | Probe.amp.tar | 20200707 | 2.68
CSI Laboratories | LDT: CSI SARS-CoV-2 RT PCR Test* | SARS-CoV-2 Result Interpretation | Nasal swab (445297001^Swab of internal nose^SCT) nasopharyngeal swab (258500001^Nasopharyngeal swab^SCT) oropharyngeal swabs (258529004^Throat swab^SCT) BAL (258607008^Bronchoalveolar lavage fluid sample^SCT) | SARS-CoV-2 Detected (260373001^Detected^SCT) SARS-CoV-2 Not Detected (260415000^Not detected^SCT) Inconclusive (419984006^Inconclusive^SCT) Invalid (455371000124106^Invalid result^SCT) | 94533-7 | SARS coronavirus 2 N gene [Presence] in Respiratory specimen by NAA with probe detection | 94531-1 | SARS coronavirus 2 RNA panel - Respiratory specimen by NAA with probe detection |  |  |  | CSI SARS-CoV-2 RT PCR Test_CSI Laboratories | EUA | ABI QuantStudio 7 Flex_Thermo Fisher | MNI | SARS coronavirus 2 N gene | PrThr | Pt | Respiratory | Ord | Probe.amp.tar | 20200609 | 2.68
Cue Health | Cue COVID-19 Test | SARS-CoV-2 RNA | anterior nasal (nasal) swab (697989009^Anterior nares swab^SCT) | Negative (260415000^Not detected^SCT) Positive (260373001^Detected^SCT) Invalid (455371000124106^Invalid result^SCT or 125154007^Specimen unsatisfactory for evaluation^SCT) Canceled (373121007^Test not done^(SCT) | 95409-9 | SARS coronavirus 2 (COVID19) N gene [Presence] in Nose by NAA with probe detection | 95409-9 | SARS coronavirus 2 (COVID19) N gene [Presence] in Nose by NAA with probe detection |  |  |  | Cue COVID-19 Test_Cue Health Inc. | EUA | Cue Health Monitoring System_Cue Health | MNI | SARS coronavirus 2 N gene | PrThr | Pt | Nose | Ord | Probe.amp.tar | 20210428 | 2.68
Cue Health Inc. | Cue COVID-19 Test for Home and Over The Counter (OTC) Use | SARS-CoV-2 RNA Test Result | anterior nasal (nasal) swab (697989009^Anterior nares swab^SCT) | Negative (260415000^Not Detected^SCT) Positive (260373001^Detected^SCT) Invalid (455371000124106^Invalid result^SCT or 125154007^Specimen unsatisfactory for evaluation^SCT) Canceled (373121007^Test not done^SCT) | 95409-9 | SARS coronavirus 2 (COVID19) N gene [Presence] in Nose by NAA with probe detection | 95409-9 | SARS coronavirus 2 (COVID19) N gene [Presence] in Nose by NAA with probe detection |  |  |  | Cue COVID-19 Test for Home and Over The Counter (OTC) Use_Cue Health Inc. | EUA | Cue Health Monitoring System_Cue Health | MNI | SARS coronavirus 2 N gene | PrThr | Pt | Nose | Ord | Probe.amp.tar | 20210428 | 2.69
Cuur Diagnostics | LDT: Cuur Diagnostics SARS-CoV-2 Molecular Assay* | SARS-CoV-2 Result Interpretation | nasopharyngeal swab (258500001^Nasopharyngeal swab^SCT) oropharyngeal swab (258529004^Throat swab^SCT) mid-turbinate swab (1293160008^Swab from middle region of inferior nasal meatus^SCT) nasal swab (445297001^Swab of internal nose^SCT) | NA (455371000124106^Invalid result^SCT or 125154007^Specimen unsatisfactory for evaluation^SCT) SARS-CoV-2 Not Detected (260415000^Not Detected^SCT) SARS-CoV-2 Inconclusive (419984006^Inconclusive^SCT) Positive SARSCoV-2 (260373001^Detected^SCT) | 94500-6 | SARS-CoV-2 (COVID-19) RNA [Presence] in Respiratory specimen by NAA with probe detection | 94531-1 | SARS-CoV-2 (COVID-19) RNA panel - Respiratory specimen by NAA with probe detection | Testing is limited to Cuur Diagnostics located at 8876 Spanish Ridge Avenue, Suite 203, Las Vegas, Nevada, which is certified under the Clinical Laboratory Improvements Amendments of 1988 (CLIA), 42 U.S.C. §263a, and meets requirements to perform high-complexity tests. |  |  | Cuur Diagnostics SARS-CoV-2 Molecular Assay_Cuur Diagnostics | EUA | ABI QuantStudio 12K Flex_Thermo Fisher | MNI | SARS coronavirus 2 RNA | PrThr | Pt | Respiratory | Ord | Probe.amp.tar | 20200909 | 2.68
dba SpectronRx | Hymon SARS-CoV-2 Test Kit* | SARS-CoV-2 nucleic acids | Nasal swab (445297001^Swab of internal nose^SCT) Mid-turbinate nasal swabs(1293160008^Swab from middle region of inferior nasal meatus^SCT) nasopharyngeal swab (258500001^Nasopharyngeal swab^SCT) oropharyngeal swabs (258529004^Throat swab^SCT) BAL (258607008^Bronchoalveolar lavage fluid sample^SCT) | SARS-CoV-2 positive (260373001^Detected^SCT) SARS-CoV-2 negative (260415000^Not detected^SCT) Invalid (455371000124106^Invalid result^SCT or 125154007^Specimen unsatisfactory for evaluation^SCT) | 94500-6 | SARS coronavirus 2 RNA [Presence] in Respiratory specimen by NAA with probe detection | 94500-6 | SARS coronavirus 2 RNA [Presence] in Respiratory specimen by NAA with probe detection |  |  |  | Hymon SARS-CoV-2 Test Kit_dba SpectronRX | EUA | 10190302015592 | DII | SARS coronavirus 2 RNA | PrThr | Pt | Respiratory | Ord | Probe.amp.tar | 20220727 | 2.68
dba SpectronRx | Hymon SARS-CoV-2 Test Kit* | SARS-CoV-2 nucleic acids | Nasal swab (445297001^Swab of internal nose^SCT) Mid-turbinate nasal swabs(1293160008^Swab from middle region of inferior nasal meatus^SCT) nasopharyngeal swab (258500001^Nasopharyngeal swab^SCT) oropharyngeal swabs (258529004^Throat swab^SCT) BAL (258607008^Bronchoalveolar lavage fluid sample^SCT) | SARS-CoV-2 positive (260373001^Detected^SCT) SARS-CoV-2 negative (260415000^Not detected^SCT) Invalid (455371000124106^Invalid result^SCT or 125154007^Specimen unsatisfactory for evaluation^SCT) | 94500-6 | SARS coronavirus 2 RNA [Presence] in Respiratory specimen by NAA with probe detection | 94500-6 | SARS coronavirus 2 RNA [Presence] in Respiratory specimen by NAA with probe detection |  |  |  | Hymon SARS-CoV-2 Test Kit_dba SpectronRX | EUA | ABI 7500 Real-Time PCR_Thermo Fisher | MNI | SARS coronavirus 2 RNA | PrThr | Pt | Respiratory | Ord | Probe.amp.tar | 20220727 | 2.68
Detect, Inc. | Detect Covid-19 Test | SARS-CoV-2 viral RNA | anterior nasal (nares) swab (697989009^Anterior nares swab^SCT) | Positive (10828004^Positive^SCT) Negative (260385009^Negative^SCT) Invalid (455371000124106^Invalid result^SCT or 125154007^Specimen unsatisfactory for evaluation^SCT) | 94559-2 | SARS-CoV-2 (COVID-19) ORF1ab region [Presence] in Respiratory specimen by NAA with probe detection | 94559-2 | SARS-CoV-2 (COVID-19) ORF1ab region [Presence] in Respiratory specimen by NAA with probe detection |  |  |  | Detect Covid-19 Test_Detect, Inc. | EUA | No Equipment | NA | SARS coronavirus 2 ORF1ab region | PrThr | Pt | Respiratory | Ord | Probe.amp.tar | 20211117 | 2.69
Diabetomics, Inc. | CovAb SARS-CoV-2 Ab Test* | Total SARS-CoV-2 antibodies Result Interpretation | oral fluid (gingival crevicular fluid – GCF) (441620008^Oral fluid specimen^SCT) | Positive Test Result (10828004^Positive^SCT) Negative Test Result (260385009^Negative^SCT) Invalid Test (455371000124106^Invalid result^SCT or 125154007^Specimen unsatisfactory for evaluation^SCT) | 98069-8 | SARS-CoV-2 (COVID-19) Ab [Presence] in Saliva (oral fluid) by Rapid immunoassay | 98069-8 | SARS-CoV-2 (COVID-19) Ab [Presence] in Saliva (oral fluid) by Rapid immunoassay |  |  |  | CovAb SARS-CoV-2 Ab Test_Diabetomics, Inc. | EUA | No Equipment | NA | SARS coronavirus 2 Ab | PrThr | Pt | Saliva | Ord | IA.rapid | 20230308 | 2.74
DiaCarta, Inc. | QuantiVirus SARS-CoV-2 Test kit* | SARS-CoV-2 Result | nasal swab (445297001^Swab of internal nose^SCT) anterior nasal swab (697989009^Anterior nares swab^SCT) midturbinate nasal swab (1293160008^Swab from middle region of inferior nasal meatus^SCT) nasopharyngeal swab (258500001^Nasopharyngeal swab^SCT) Oropharyngeal swab (258529004^Throat swab^SCT) Nasopharyngeal swab AND oropharyngeal swab (433801000124107^Nasopharyngeal and oropharyngeal swab^SCT) sputum (119334006^Sputum specimen^SCT) | NA (455371000124106^Invalid result^SCT or 125154007^Specimen unsatisfactory for evaluation^SCT) SARS-CoV-2 Not detected (260415000^Not Detected^SCT) SARS-CoV-2 Detected (260373001^Detected^SCT) SARS-CoV-2 Inconclusive (419984006^Inconclusive^SCT) | 94500-6 | SARS coronavirus 2 RNA [Presence] in Respiratory specimen by NAA with probe detection | 94531-1 | SARS coronavirus 2 RNA panel - Respiratory specimen by NAA with probe detection |  |  |  | QuantiVirus SARS-CoV-2 Test kit_DiaCarta, Inc | EUA | 10190302000222 | DII | SARS coronavirus 2 RNA | PrThr | Pt | Respiratory | Ord | Probe.amp.tar | 20201118 | 2.68
DiaCarta, Inc. | QuantiVirus SARS-CoV-2 Test kit* | SARS-CoV-2 Result | nasal swab (445297001^Swab of internal nose^SCT) anterior nasal swab (697989009^Anterior nares swab^SCT) midturbinate nasal swab (1293160008^Swab from middle region of inferior nasal meatus^SCT) nasopharyngeal swab (258500001^Nasopharyngeal swab^SCT) Oropharyngeal swab (258529004^Throat swab^SCT) Nasopharyngeal swab AND oropharyngeal swab (433801000124107^Nasopharyngeal and oropharyngeal swab^SCT) sputum (119334006^Sputum specimen^SCT) | NA (455371000124106^Invalid result^SCT or 125154007^Specimen unsatisfactory for evaluation^SCT) SARS-CoV-2 Not detected (260415000^Not Detected^SCT) SARS-CoV-2 Detected (260373001^Detected^SCT) SARS-CoV-2 Inconclusive (419984006^Inconclusive^SCT) | 94500-6 | SARS coronavirus 2 RNA [Presence] in Respiratory specimen by NAA with probe detection | 94531-1 | SARS coronavirus 2 RNA panel - Respiratory specimen by NAA with probe detection |  |  |  | QuantiVirus SARS-CoV-2 Test kit_DiaCarta, Inc | EUA | 10190302015592 | DII | SARS coronavirus 2 RNA | PrThr | Pt | Respiratory | Ord | Probe.amp.tar | 20201118 | 2.68
DiaCarta, Inc. | QuantiVirus SARS-CoV-2 Test kit* | SARS-CoV-2 Result | nasal swab (445297001^Swab of internal nose^SCT) anterior nasal swab (697989009^Anterior nares swab^SCT) midturbinate nasal swab (1293160008^Swab from middle region of inferior nasal meatus^SCT) nasopharyngeal swab (258500001^Nasopharyngeal swab^SCT) Oropharyngeal swab (258529004^Throat swab^SCT) Nasopharyngeal swab AND oropharyngeal swab (433801000124107^Nasopharyngeal and oropharyngeal swab^SCT) sputum (119334006^Sputum specimen^SCT) | NA (455371000124106^Invalid result^SCT or 125154007^Specimen unsatisfactory for evaluation^SCT) SARS-CoV-2 Not detected (260415000^Not Detected^SCT) SARS-CoV-2 Detected (260373001^Detected^SCT) SARS-CoV-2 Inconclusive (419984006^Inconclusive^SCT) | 94500-6 | SARS coronavirus 2 RNA [Presence] in Respiratory specimen by NAA with probe detection | 94531-1 | SARS coronavirus 2 RNA panel - Respiratory specimen by NAA with probe detection |  |  |  | QuantiVirus SARS-CoV-2 Test kit_DiaCarta, Inc | EUA | CFX384 Real-Time PCR_BioRad | MNI | SARS coronavirus 2 RNA | PrThr | Pt | Respiratory | Ord | Probe.amp.tar | 20201118 | 2.68
DiaCarta, Inc. | QuantiVirus SARS-CoV-2 Test kit* | SARS-CoV-2 Result | nasal swab (445297001^Swab of internal nose^SCT) anterior nasal swab (697989009^Anterior nares swab^SCT) midturbinate nasal swab (1293160008^Swab from middle region of inferior nasal meatus^SCT) nasopharyngeal swab (258500001^Nasopharyngeal swab^SCT) Oropharyngeal swab (258529004^Throat swab^SCT) Nasopharyngeal swab AND oropharyngeal swab (433801000124107^Nasopharyngeal and oropharyngeal swab^SCT) sputum (119334006^Sputum specimen^SCT) | NA (455371000124106^Invalid result^SCT or 125154007^Specimen unsatisfactory for evaluation^SCT) SARS-CoV-2 Not detected (260415000^Not Detected^SCT) SARS-CoV-2 Detected (260373001^Detected^SCT) SARS-CoV-2 Inconclusive (419984006^Inconclusive^SCT) | 94500-6 | SARS coronavirus 2 RNA [Presence] in Respiratory specimen by NAA with probe detection | 94531-1 | SARS coronavirus 2 RNA panel - Respiratory specimen by NAA with probe detection |  |  |  | QuantiVirus SARS-CoV-2 Test kit_DiaCarta, Inc | EUA | LightCycler 480 Instrument II_Roche | MNI | SARS coronavirus 2 RNA | PrThr | Pt | Respiratory | Ord | Probe.amp.tar | 20201118 | 2.68
DiaCarta, Inc. | QuantiVirus SARS-CoV-2 Multiplex Test Kit* | SARS-CoV-2 Result Interpretation | nasal swab (445297001^Swab of internal nose^SCT) nasopharyngeal swab (258500001^Nasopharyngeal swab^SCT) oropharyngeal swab (258529004^Throat swab^SCT) sputum (119334006^Sputum specimen^SCT) | NA (455371000124106^Invalid result^SCT or 125154007^Specimen unsatisfactory for evaluation^SCT) SARS-CoV-2 Not detected (260415000^Not Detected^SCT) SARS-CoV-2 Detected (260373001^Detected^SCT) | 94559-2 | SARS-CoV-2 (COVID-19) ORF1ab region [Presence] in Respiratory specimen by NAA with probe detection | 94559-2 | SARS-CoV-2 (COVID-19) ORF1ab region [Presence] in Respiratory specimen by NAA with probe detection |  |  |  | QuantiVirus SARS-CoV-2 Multiplex Test Kit_DiaCarta, Inc. | EUA | 10190302000222 | DII | SARS coronavirus 2 ORF1ab region | PrThr | Pt | Respiratory | Ord | Probe.amp.tar | 20200728 | 2.68
DiaCarta, Inc. | QuantiVirus SARS-CoV-2 Multiplex Test Kit* | SARS-CoV-2 Result Interpretation | nasal swab (445297001^Swab of internal nose^SCT) nasopharyngeal swab (258500001^Nasopharyngeal swab^SCT) oropharyngeal swab (258529004^Throat swab^SCT) sputum (119334006^Sputum specimen^SCT) | NA (455371000124106^Invalid result^SCT or 125154007^Specimen unsatisfactory for evaluation^SCT) SARS-CoV-2 Not detected (260415000^Not Detected^SCT) SARS-CoV-2 Detected (260373001^Detected^SCT) | 94559-2 | SARS-CoV-2 (COVID-19) ORF1ab region [Presence] in Respiratory specimen by NAA with probe detection | 94559-2 | SARS-CoV-2 (COVID-19) ORF1ab region [Presence] in Respiratory specimen by NAA with probe detection |  |  |  | QuantiVirus SARS-CoV-2 Multiplex Test Kit_DiaCarta, Inc. | EUA | 10190302015592 | DII | SARS coronavirus 2 ORF1ab region | PrThr | Pt | Respiratory | Ord | Probe.amp.tar | 20200728 | 2.68
DiaCarta, Inc. | QuantiVirus SARS-CoV-2 Multiplex Test Kit* | SARS-CoV-2 Result Interpretation | nasal swab (445297001^Swab of internal nose^SCT) nasopharyngeal swab (258500001^Nasopharyngeal swab^SCT) oropharyngeal swab (258529004^Throat swab^SCT) sputum (119334006^Sputum specimen^SCT) | NA (455371000124106^Invalid result^SCT or 125154007^Specimen unsatisfactory for evaluation^SCT) SARS-CoV-2 Not detected (260415000^Not Detected^SCT) SARS-CoV-2 Detected (260373001^Detected^SCT) | 94559-2 | SARS-CoV-2 (COVID-19) ORF1ab region [Presence] in Respiratory specimen by NAA with probe detection | 94559-2 | SARS-CoV-2 (COVID-19) ORF1ab region [Presence] in Respiratory specimen by NAA with probe detection |  |  |  | QuantiVirus SARS-CoV-2 Multiplex Test Kit_DiaCarta, Inc. | EUA | CFX384 Real-Time PCR_BioRad | MNI | SARS coronavirus 2 ORF1ab region | PrThr | Pt | Respiratory | Ord | Probe.amp.tar | 20200728 | 2.68
Diagnostic Molecular Laboratory - Northwestern Medicine | LDT: SARS-Cov-2 Assay* | SARS-CoV-2 Result Interpretation | nasopharyngeal swabs (258500001^Nasopharyngeal swab^SCT) nasal swabs (445297001^Swab of internal nose^SCT) mid-turbinate nasal swab (1293160008^Swab from middle region of inferior nasal meatus^SCT) BAL (258607008^Bronchoalveolar lavage fluid sample^SCT) oropharyngeal swabs (258529004^Throat swab^SCT) | Positive2019-NCoV(260373001^Detected^SCT) Negative (260415000^Not detected^SCT) Invalid (455371000124106^Invalid result^SCT or 125154007^Specimen unsatisfactory for evaluation^SCT) indeterminate (82334004^Indeterminate) | 94756-4 | SARS coronavirus 2 N gene [Presence] in Respiratory specimen by Nucleic acid amplification using CDC primer-probe set N1 | 94756-4 | SARS coronavirus 2 N gene [Presence] in Respiratory specimen by Nucleic acid amplification using CDC primer-probe set N1 |  |  |  | SARS-Cov-2 Assay_Diagnostic Molecular Laboratory - Northwestern Medicine | EUA | ABI QuantStudio 6 Flex_Thermo Fisher | MNI | SARS coronavirus 2 N gene | PrThr | Pt | Respiratory | Ord | Probe.amp.tar.CDC primer-probe set N1 | 20200519 | 2.68
Diagnostic Solutions Laboratory | DSL COVID-19 Assay* | SARS-CoV-2 RNA | nasal swabs (445297001^Swab of internal nose^SCT) midturbinate swabs (1293160008^Swab from middle region of inferior nasal meatus^SCT) nasopharyngeal swabs (258500001^Nasopharyngeal swab^SCT) oropharyngeal swabs (258529004^Throat swab^SCT) bronchioalveolar lavage (BAL) (258607008^Bronchoalveolar lavage fluid sample^SCT) | COVID Negative (260415000^Not Detected^SCT) COVID Positive (260373001^Detected^SCT) COVID Inconclusive (419984006^Inconclusive^SCT) Repeat testing (455371000124106^Invalid result^SCT or 125154007^Specimen unsatisfactory for evaluation^SCT) | 94500-6 | SARS-CoV-2 (COVID-19) RNA [Presence] in Respiratory specimen by NAA with probe detection | 94531-1 | SARS coronavirus 2 RNA panel - Respiratory specimen by NAA with probe detection | Testing is limited to Diagnostic Solutions Laboratory, LLC |  |  | DSL COVID-19 Assay_Diagnostic Solutions Laboratory, LLC | EUA | 10190302015592 | DII | SARS coronavirus 2 RNA | PrThr | Pt | Respiratory | Ord | Probe.amp.tar | 20200707 | 2.68
DiaSorin | LIAISON SARS-CoV-2 S1/S2 IgG | S1/S2 SARS-CoV-2 IgG | Serum (119364003^Serum specimen^SCT) Plasma (119361006^Plasma specimen^SCT) | Positive (10828004^Positive^SCT) Negative (260385009^Negative^SCT) | 94563-4 | SARS coronavirus 2 IgG Ab [Presence] in Serum or Plasma by Immunoassay | 94563-4 | SARS-CoV-2 (COVID-19) IgG Ab [Presence] in Serum or Plasma by Immunoassay |  |  |  | LIAISON SARS-CoV-2 S1/S2 IgG_DiaSorin Inc. | EUA | LIAISON XL Analyzer_DiaSorin | MNI | SARS coronavirus 2 Ab.IgG | PrThr | Pt | Ser/Plas | Ord | IA | 20200617 | 2.68
DiaSorin | DiaSorin Molecular Simplexa COVID-19 Direct | overall SARS-CoV-2 result | nasopharyngeal swabs (NPS) (258500001^Nasopharyngeal swab^SCT) Anterior nasal swabs (697989009^Anterior nares swab^SCT) Nasal wash/aspirate (433871000124101^Nasal washings^SCT or 429931000124105^Nasal aspirate specimen^SCT) Bronchoalveolar lavage (BAL) specimen (258607008^Bronchoalveolar lavage fluid sample^SCT) | Result indicates the presence of SARS-CoV-2 RNA in the patient sample (260373001^Detected^SCT) Result indicates the absence of SARS-CoV-2 RNA in the patient sample (260415000^Not detected^SCT) Result indicates inability to conclusively determine presence or absence of SARS-CoV- 2 RNA in the patient sample. This result may be due to 1) Internal Control (IC) failure, or 2) failure to detect sufficient specimen volume (455371000124106^Invalid result^SCT or 125154007^Specimen unsatisfactory for evaluation^SCT) | 94500-6 | SARS coronavirus 2 RNA [Presence] in Respiratory specimen by NAA with probe detection | 94531-1 | SARS coronavirus 2 RNA panel - Respiratory specimen by NAA with probe detection |  |  |  | Simplexa COVID-19 Direct assay_DiaSorin Molecular LLC | EUA | LIAISON MDX_DiaSorin | MNI | SARS coronavirus 2 RNA | PrThr | Pt | Respiratory | Ord | Probe.amp.tar | 20210728 | 2.68
DiaSorin, Inc. | LIAISON SARS-CoV-2 Ag* | SARS-CoV-2 nucleocapsid protein antigen Result | anterior nasal (nares) swab (697989009^Anterior nares swab^SCT) | Negative (260415000^Not Detected^SCT) Positive (260373001^Detected^SCT) | 95209-3 | SARS-CoV+SARS-CoV-2 (COVID-19) Ag [Presence] in Respiratory specimen by Rapid immunoassay | 95209-3 | SARS-CoV+SARS-CoV-2 (COVID-19) Ag [Presence] in Respiratory specimen by Rapid immunoassay |  |  |  | LIAISON SARS-CoV-2 Ag_DiaSorin, Inc. | EUA | LIAISON XL Analyzer_DiaSorin | MNI | SARS coronavirus+SARS coronavirus 2 Ag | PrThr | Pt | Respiratory | Ord | IA.rapid | 20210407 | 2.69
DiaSorin, Inc. | DiaSorin LIAISON SARS-CoV-2 IgM Assay* | SARS-CoV-2 IgM Results | serum (119364003^Serum specimen^SCT) plasma (119361006^Plasma specimen^SCT) | Negative (260385009^Negative^SCT) Positive (10828004^Positive^SCT) | 94564-2 | SARS-CoV-2 (COVID-19) IgM Ab [Presence] in Serum or Plasma by Immunoassay | 94564-2 | SARS-CoV-2 (COVID-19) IgM Ab [Presence] in Serum or Plasma by Immunoassay |  |  |  | DiaSorin LIAISON SARS-CoV-2 IgM Assay_DiaSorin, Inc. | EUA | LIAISON XL Analyzer_DiaSorin | MNI | SARS coronavirus 2 Ab.IgM | PrThr | Pt | Ser/Plas | Ord | IA | 20201005 | 2.68
DiaSorin, Inc. | LIAISON SARS-CoV-2 TrimericS IgG* | SARS CoV-2 IgG antibodies | serum (119364003^Serum specimen^SCT) plasma (119361006^Plasma specimen^SCT) | AU/mL | 94505-5 | SARS-CoV-2 (COVID-19) IgG Ab [Units/volume] in Serum or Plasma by Immunoassay | 94505-5 | SARS-CoV-2 (COVID-19) IgG Ab [Units/volume] in Serum or Plasma by Immunoassay |  |  |  | LIAISON SARS-CoV-2 TrimericS IgG_DiaSorin, Inc. | EUA | LIAISON XL Analyzer_DiaSorin | MNI | SARS coronavirus 2 Ab.IgG | ACnc | Pt | Ser/Plas | Qn | IA | 20210602 | 2.69
DiaSorin, Inc. | LIAISON SARS-CoV-2 TrimericS IgG* | SARS CoV-2 IgG antibodies | serum (119364003^Serum specimen^SCT) plasma (119361006^Plasma specimen^SCT) | NEG (260385009^Negative^SCT) POS (10828004^Positive^SCT) | 94563-4 | SARS-CoV-2 (COVID-19) IgG Ab [Presence] in Serum or Plasma by Immunoassay | 94505-5 | SARS-CoV-2 (COVID-19) IgG Ab [Units/volume] in Serum or Plasma by Immunoassay |  |  |  | LIAISON SARS-CoV-2 TrimericS IgG_DiaSorin, Inc. | EUA | LIAISON XL Analyzer_DiaSorin | MNI | SARS coronavirus 2 Ab.IgG | PrThr | Pt | Ser/Plas | Ord | IA | 20210602 | 2.69
Diatherix Eurofins Laboratory | LDT: SARS-CoV-2 PCR Test* | SARS-CoV-2 Result | nasal swabs (445297001^Swab of internal nose^SCT) nasopharyngeal swabs (258500001^Nasopharyngeal swab^SCT) nasopharyngeal wash (258467004^Nasopharyngeal washings^SCT) oropharyngeal swabs/throat swabs (258529004^Throat swab^SCT) bronchial aspirates (441903006^Specimen obtained by bronchial aspiration^SCT) sputum (119334006^Sputum specimen^SCT) | SARS-CoV-2 Detected (260373001^Detected^SCT) SARS-CoV-2 Not Detected (260415000^Not Detected^SCT) Failed Test (455371000124106^Invalid result^SCT or 125154007^Specimen unsatisfactory for evaluation^SCT) | 94500-6 | SARS-CoV-2 (COVID-19) RNA [Presence] in Respiratory specimen by NAA with probe detection | 94500-6 | SARS-CoV-2 (COVID-19) RNA [Presence] in Respiratory specimen by NAA with probe detection | Testing is limited to Diatherix Laboratories, LLC, a College of American Pathologists (CAP)-accredited, and Clinical Laboratory Improvement Amendments of 1988 (CLIA), 42 U.S.C. §263a certified high-complexity laboratory. |  |  | SARS-CoV-2 PCR Test_Diatherix Eurofins Laboratory | EUA | ABI Veriti Thermal Cycler_Thermo Fisher | MNI | SARS coronavirus 2 RNA | PrThr | Pt | Respiratory | Ord | Probe.amp.tar | 20220727 | 2.68
Diatherix Eurofins Laboratory | LDT: SARS-CoV-2 PCR Test* | SARS-CoV-2 Result | nasal swabs (445297001^Swab of internal nose^SCT) nasopharyngeal swabs (258500001^Nasopharyngeal swab^SCT) nasopharyngeal wash (258467004^Nasopharyngeal washings^SCT) oropharyngeal swabs/throat swabs (258529004^Throat swab^SCT) bronchial aspirates (441903006^Specimen obtained by bronchial aspiration^SCT) sputum (119334006^Sputum specimen^SCT) | SARS-CoV-2 Detected (260373001^Detected^SCT) SARS-CoV-2 Not Detected (260415000^Not Detected^SCT) Failed Test (455371000124106^Invalid result^SCT or 125154007^Specimen unsatisfactory for evaluation^SCT) | 94500-6 | SARS-CoV-2 (COVID-19) RNA [Presence] in Respiratory specimen by NAA with probe detection | 94500-6 | SARS-CoV-2 (COVID-19) RNA [Presence] in Respiratory specimen by NAA with probe detection | Testing is limited to Diatherix Laboratories, LLC, a College of American Pathologists (CAP)-accredited, and Clinical Laboratory Improvement Amendments of 1988 (CLIA), 42 U.S.C. §263a certified high-complexity laboratory. |  |  | SARS-CoV-2 PCR Test_Diatherix Eurofins Laboratory | EUA | ABI GeneAmp PCR System 9700_Thermo Fisher | MNI | SARS coronavirus 2 RNA | PrThr | Pt | Respiratory | Ord | Probe.amp.tar | 20220727 | 2.68
Diazyme Laboratories, Inc. | Diazyme DZ-Lite SARS-CoV-2 IgG CLIA Kit* | IgG antibodies to SARS-CoV-2 Interpretation | serum (119364003^Serum specimen^SCT) plasma (119361006^Plasma specimen^SCT) | AU/mL | 94505-5 | SARS-CoV-2 (COVID-19) IgG Ab [Units/volume] in Serum or Plasma by Immunoassay | 94505-5 | SARS-CoV-2 (COVID-19) IgG Ab [Units/volume] in Serum or Plasma by Immunoassay |  |  |  | Diazyme DZ-Lite SARS-CoV-2 IgG CLIA Kit_Diazyme Laboratories, Inc. | EUA | DZ-lite 3000 Plus Analyzer_Diazyme | MNI | SARS coronavirus 2 Ab.IgG | ACnc | Pt | Ser/Plas | Qn | IA | 20210324 | 2.68
Diazyme Laboratories, Inc. | Diazyme DZ-Lite SARS-CoV-2 IgG CLIA Kit* | IgG antibodies to SARS-CoV-2 Interpretation | serum (119364003^Serum specimen^SCT) plasma (119361006^Plasma specimen^SCT) | Not detected (260385009^Negative^SCT) Detected (10828004^Positive^SCT) Detected; value >60 AU/mL (10828004^Positive^SCT) | 94563-4 | SARS-CoV-2 (COVID-19) IgG Ab [Presence] in Serum or Plasma by Immunoassay | 94505-5 | SARS-CoV-2 (COVID-19) IgG Ab [Units/volume] in Serum or Plasma by Immunoassay |  |  |  | Diazyme DZ-Lite SARS-CoV-2 IgG CLIA Kit_Diazyme Laboratories, Inc. | EUA | DZ-lite 3000 Plus Analyzer_Diazyme | MNI | SARS coronavirus 2 Ab.IgG | PrThr | Pt | Ser/Plas | Ord | IA | 20210324 | 2.68
Diazyme Laboratories, Inc. | Diazyme DZ-Lite SARS-CoV-2 IgM CLIA Kit* | IgM antibodies to SARS-CoV-2 Interpretation | serum (119364003^Serum specimen^SCT) plasma (119361006^Plasma specimen^SCT) | Negative for SARS-CoV-2 IgM antibodies (260385009^Negative^SCT) Positive for SARS-CoV-2 IgM antibodies (10828004^Positive^SCT) | 94564-2 | SARS-CoV-2 (COVID-19) IgM Ab [Presence] in Serum or Plasma by Immunoassay | 94564-2 | SARS-CoV-2 (COVID-19) IgM Ab [Presence] in Serum or Plasma by Immunoassay |  |  |  | Diazyme DZ-Lite SARS-CoV-2 IgM CLIA Kit_Diazyme Laboratories, Inc. | EUA | DZ-lite 3000 Plus Analyzer_Diazyme | MNI | SARS coronavirus 2 Ab.IgM | PrThr | Pt | Ser/Plas | Ord | IA | 20200826 | 2.68
Diazyme Laboratories, Inc. | Diazyme SARS-CoV-2 Neturalizing Antibody CLIA Kit | SARS-CoV-2 total neutralizing antibodies | serum (119364003^Serum specimen^SCT) plasma (119361006^Plasma specimen^SCT) | Positive (260373001^Detected^SCT) Negative (260415000^Not detected^SCT) | 96603-6 | SARS-CoV-2 (COVID-19) S protein RBD neutralizing antibody [Presence] in Serum or Plasma by sVNT | 96603-6 | SARS-CoV-2 (COVID-19) S protein RBD neutralizing antibody [Presence] in Serum or Plasma by sVNT |  |  |  | Diazyme SARS-CoV-2 Neturalizing Antibody CLIA Kit_Diazyme Laboratories, Inc. | EUA | DZ-lite 3000 Plus Analyzer_Diazyme | MNI | SARS coronavirus 2 spike protein RBD Ab.neut | PrThr | Pt | Ser/Plas | Ord | sVNT | 20221221 | 2.69
Discover Labs | LDT: Discover Labs COVID-19 Assay | SARS-CoV-2 Result Interpretation | nasal swabs (697989009^Anterior nares swab^SCT) nasopharyngeal swabs (258500001^Nasopharyngeal swab^SCT) oropharyngeal swabs (258529004^Throat swab^SCT) | Positive (260373001^Detected^SCT) Negative (260415000^Not Detected^SCT) Invalid (455371000124106^Invalid result^SCT or 125154007^Specimen unsatisfactory for evaluation^SCT) | 94533-7 | SARS-CoV-2 (COVID-19) N gene [Presence] in Respiratory specimen by NAA with probe detection | 94533-7 | SARS-CoV-2 (COVID-19) N gene [Presence] in Respiratory specimen by NAA with probe detection | Testing is limited to Discover Labs, located at 13776 N US Highway 183 unit 108, Austin, TX 78750 |  |  | Discover Labs COVID-19 Assay_Discover Labs | EUA | 10190302015592 | DII | SARS coronavirus 2 N gene | PrThr | Pt | Respiratory | Ord | Probe.amp.tar | 20230727 | 2.74
Drexel University College of Medicine | LDT: SARS-CoV-2 DUCoM-PDL Modified Tetracore Assay | SARS-CoV-2 Result Interpretation | mid-turbinate nasal swabs(1293160008^Swab from middle region of inferior nasal meatus^SCT) | SARS-CoV-2 Detected (260373001^Detected^SCT) SARS-CoV-2 Not Detected (260415000^Not detected^SCT) Indeterminate (82334004^Indeterminate^SCT) | 94533-7 | SARS-CoV-2 (COVID-19) N gene [Presence] in Respiratory specimen by NAA with probe detection | 94533-7 | SARS-CoV-2 (COVID-19) N gene [Presence] in Respiratory specimen by NAA with probe detection |  |  |  | Drexel University College of Medicine_SARS-CoV-2 DUCoM-PDL Modified Tetracore Assay | EUA | ABI QuantStudio 6 Pro_Thermo Fisher | MNI | SARS coronavirus 2 N gene | PrThr | Pt | Respiratory | Ord | Probe.amp.tar | 20230601 | 2.74
Drexel University College of Medicine | LDT: SARS-CoV-2 DUCoM-PDL Modified Tetracore Assay | SARS-CoV-2 Result Interpretation | mid-turbinate nasal swabs(1293160008^Swab from middle region of inferior nasal meatus^SCT) | SARS-CoV-2 Detected (260373001^Detected^SCT) SARS-CoV-2 Not Detected (260415000^Not detected^SCT) Indeterminate (82334004^Indeterminate^SCT) | 94533-7 | SARS-CoV-2 (COVID-19) N gene [Presence] in Respiratory specimen by NAA with probe detection | 94533-7 | SARS-CoV-2 (COVID-19) N gene [Presence] in Respiratory specimen by NAA with probe detection |  |  |  | Drexel University College of Medicine_SARS-CoV-2 DUCoM-PDL Modified Tetracore Assay | EUA | ABI QuantStudio 7 Flex_Thermo Fisher | MNI | SARS coronavirus 2 N gene | PrThr | Pt | Respiratory | Ord | Probe.amp.tar | 20230601 | 2.74
DxLab Inc. | DxLab COVID-19 Test* | SARS CoV-2 RNA | anterior nasal swab (697989009^Anterior nares swab^SCT) | Negative (260385009^Negative^SCT) Positive (10828004^Positive^SCT) Invalid (455371000124106^Invalid result^SCT or 125154007^Specimen unsatisfactory for evaluation^SCT) Canceled (373121007^Test not done^SCT) | 96957-6 | SARS-CoV-2 (COVID-19) M gene [Presence] in Upper respiratory specimen by NAA with probe detection | 96957-6 | SARS-CoV-2 (COVID-19) M gene [Presence] in Upper respiratory specimen by NAA with probe detection |  |  |  | DxLab COVID-19 Test_DxLab Inc | EUA | DxHub Instrument_DxLab | MNI | SARS coronavirus 2 M gene | PrThr | Pt | Respiratory.upper | Ord | Probe.amp.tar | 20220608 | 2.70
DxTerity Diagnostics, Inc. | LDT: DxTerity SARS-CoV-2 RT-PCR Test | SARS-CoV-2 Result Interpretation | saliva (258560004^Oral saliva sample^SCT) | Negative (260415000^Not Detected^SCT) Positive (260373001^Detected^SCT) inconclusive (419984006^Inconclusive^SCT) | 94845-5 | SARS-CoV-2 (COVID-19) RNA [Presence] in Saliva (oral fluid) by NAA with probe detection | 95826-4 | SARS-CoV-2 (COVID-19) RNA panel - Saliva (oral fluid) by NAA with probe detection | Testing is limited to the DxTerity Diagnostics, Inc. laboratory located at 19500 S. Rancho Way, Suite 116, Rancho Dominquez, California 90220 |  |  | DxTerity SARS-CoV-2 RT-PCR Test_DxTerity Diagnostics, Inc. | EUA | ABI ViiA 7 PCR System_Thermo Fisher | MNI | SARS coronavirus 2 RNA | PrThr | Pt | Saliva | Ord | Probe.amp.tar | 20200925 | 2.68
DxTerity Diagnostics, Inc. | LDT: DxTerity SARS-CoV-2 RT PCR CE Test* | SARS-CoV-2 Result | saliva (258560004^Oral saliva sample^SCT) | INVALID RESULT (455371000124106^Invalid result^SCT or 125154007^Specimen unsatisfactory for evaluation^SCT) POSITIVE (260373001^Detected^SCT) NEGATIVE (260415000^Not Detected^SCT) INDETERMINATE (82334004^Indeterminate^SCT) | 94845-5 | SARS-CoV-2 (COVID-19) RNA [Presence] in Saliva (oral fluid) by NAA with probe detection | 95826-4 | SARS-CoV-2 (COVID-19) RNA panel - Saliva (oral fluid) by NAA with probe detection | The DxTerity SARS-CoV-2 RT-PCR CE Test is an end point reverse transcription polymerase chain reaction (RT-PCR) test followed by detection with capillary electrophoresis (CE) |  |  | DxTerity SARS-CoV-2 RT PCR CE Test_DxTerity Diagnostics, Inc. | EUA | ABI 3500xL Genetic Analyzer_Thermo Fisher | MNI | SARS coronavirus 2 RNA | PrThr | Pt | Saliva | Ord | Probe.amp.tar | 20220727 | 2.68
DxTerity Diagnostics, Inc. | LDT: DxTerity SARS-CoV-2 RT PCR CE Test* | SARS-CoV-2 Result | saliva (258560004^Oral saliva sample^SCT) | INVALID RESULT (455371000124106^Invalid result^SCT or 125154007^Specimen unsatisfactory for evaluation^SCT) POSITIVE (260373001^Detected^SCT) NEGATIVE (260415000^Not Detected^SCT) INDETERMINATE (82334004^Indeterminate^SCT) | 94845-5 | SARS-CoV-2 (COVID-19) RNA [Presence] in Saliva (oral fluid) by NAA with probe detection | 95826-4 | SARS-CoV-2 (COVID-19) RNA panel - Saliva (oral fluid) by NAA with probe detection | The DxTerity SARS-CoV-2 RT-PCR CE Test is an end point reverse transcription polymerase chain reaction (RT-PCR) test followed by detection with capillary electrophoresis (CE) |  |  | DxTerity SARS-CoV-2 RT PCR CE Test_DxTerity Diagnostics, Inc. | EUA | ABI Veriti Dx Thermal Cycler_Thermo Fisher | MNI | SARS coronavirus 2 RNA | PrThr | Pt | Saliva | Ord | Probe.amp.tar | 20220727 | 2.68
Eli Lilly and Company | LDT: Lilly SARS-CoV-2 Assay* | SARS-CoV-2 Result Interpretation | nasopharyngeal swabs (258500001^Nasopharyngeal swab^SCT) oropharyngeal (throat) swabs (258529004^Throat swab^SCT) anterior nasal swabs (697989009^Anterior nares swab^SCT) mid-turbinate nasal swabs (1293160008^Swab from middle region of inferior nasal meatus^SCT) nasal aspirates (429931000124105^Nasal aspirate specimen^SCT) nasal washes (433871000124101^Nasal washings^SCT) bronchoalveolar lavage (BAL) fluid (258607008^Bronchoalveolar lavage fluid sample^SCT) | Positive for SARS-CoV-2 (260373001^Detected^SCT) Negative for SARS-CoV-2 (260415000^Not Detected^SCT) Invalid (455371000124106^Invalid result^SCT or 125154007^Specimen unsatisfactory for evaluation^SCT) | 94533-7 | SARS-CoV-2 (COVID-19) N gene [Presence] in Respiratory specimen by NAA with probe detection | 94531-1 | SARS-CoV-2 (COVID-19) RNA panel - Respiratory specimen by NAA with probe detection | Testing is limited to the Eli Lilly and Company Clinical Diagnostics Laboratory, located at located at Lilly Corporate Center 98A/3C, Indianapolis, IN 46285 |  |  | Lilly SARS-CoV-2 Assay_Eli Lilly and Company | EUA | ABI QuantStudio 12K Flex_Thermo Fisher | MNI | SARS coronavirus 2 N gene | PrThr | Pt | Respiratory | Ord | Probe.amp.tar | 20200728 | 2.68
Eli Lilly and Company | LDT: Lilly SARS-CoV-2 Assay* | SARS-CoV-2 Result Interpretation | nasopharyngeal swabs (258500001^Nasopharyngeal swab^SCT) oropharyngeal (throat) swabs (258529004^Throat swab^SCT) anterior nasal swabs (697989009^Anterior nares swab^SCT) mid-turbinate nasal swabs (1293160008^Swab from middle region of inferior nasal meatus^SCT) nasal aspirates (429931000124105^Nasal aspirate specimen^SCT) nasal washes (433871000124101^Nasal washings^SCT) bronchoalveolar lavage (BAL) fluid (258607008^Bronchoalveolar lavage fluid sample^SCT) | Positive for SARS-CoV-2 (260373001^Detected^SCT) Negative for SARS-CoV-2 (260415000^Not Detected^SCT) Invalid (455371000124106^Invalid result^SCT or 125154007^Specimen unsatisfactory for evaluation^SCT) | 94533-7 | SARS-CoV-2 (COVID-19) N gene [Presence] in Respiratory specimen by NAA with probe detection | 94531-1 | SARS-CoV-2 (COVID-19) RNA panel - Respiratory specimen by NAA with probe detection | Testing is limited to the Eli Lilly and Company Clinical Diagnostics Laboratory, located at located at Lilly Corporate Center 98A/3C, Indianapolis, IN 46285 |  |  | Lilly SARS-CoV-2 Assay_Eli Lilly and Company | EUA | ABI QuantStudio 7 Flex_Thermo Fisher | MNI | SARS coronavirus 2 N gene | PrThr | Pt | Respiratory | Ord | Probe.amp.tar | 20200728 | 2.68
Eli Lilly and Company | LDT: Lilly SARS-CoV-2 Assay* | SARS-CoV-2 Result Interpretation | nasopharyngeal swabs (258500001^Nasopharyngeal swab^SCT) oropharyngeal (throat) swabs (258529004^Throat swab^SCT) anterior nasal swabs (697989009^Anterior nares swab^SCT) mid-turbinate nasal swabs (1293160008^Swab from middle region of inferior nasal meatus^SCT) nasal aspirates (429931000124105^Nasal aspirate specimen^SCT) nasal washes (433871000124101^Nasal washings^SCT) bronchoalveolar lavage (BAL) fluid (258607008^Bronchoalveolar lavage fluid sample^SCT) | Positive for SARS-CoV-2 (260373001^Detected^SCT) Negative for SARS-CoV-2 (260415000^Not Detected^SCT) Invalid (455371000124106^Invalid result^SCT or 125154007^Specimen unsatisfactory for evaluation^SCT) | 94533-7 | SARS-CoV-2 (COVID-19) N gene [Presence] in Respiratory specimen by NAA with probe detection | 94531-1 | SARS-CoV-2 (COVID-19) RNA panel - Respiratory specimen by NAA with probe detection | Testing is limited to the Eli Lilly and Company Clinical Diagnostics Laboratory, located at located at Lilly Corporate Center 98A/3C, Indianapolis, IN 46285 |  |  | Lilly SARS-CoV-2 Assay_Eli Lilly and Company | EUA | ABI QuantStudio Dx_Thermo Fisher | MNI | SARS coronavirus 2 N gene | PrThr | Pt | Respiratory | Ord | Probe.amp.tar | 20200728 | 2.68
Ellume Limited | Ellume COVID-19 Home Test_Ellume Limited* | SARS-CoV-2 nucleocapsid protein antigen | mid-turbinate nasal swabs (1293160008^Swab from middle region of inferior nasal meatus^SCT) | Your test is negative for COVID-19 (260415000^Not Detected^SCT) Your test is positive for COVID-19 (260373001^Detected^SCT) A Test Error has occurred (455371000124106^Invalid result^SCT or 125154007^Specimen unsatisfactory for evaluation^SCT) | 95209-3 | SARS-CoV+SARS-CoV-2 (COVID-19) Ag [Presence] in Respiratory specimen by Rapid immunoassay | 95209-3 | SARS-CoV+SARS-CoV-2 (COVID-19) Ag [Presence] in Respiratory specimen by Rapid immunoassay |  |  |  | Ellume COVID-19 Home Test_Ellume Limited | EUA | No Equipment | NA | SARS coronavirus+SARS coronavirus 2 Ag | PrThr | Pt | Respiratory | Ord | IA.rapid | 20210107 | 2.69
Ellume Limited | ellume.lab COVID Antigen Test* | SARS-CoV-2 nucleocapsid protein antigen | direct mid-turbinate nasal swab specimens (1293160008^Swab from middle region of inferior nasal meatus^SCT) | Negative for SARS-CoV (260415000^Not Detected^SCT) Positive for SARS-CoV (260373001^Detected^SCT) Error (455371000124106^Invalid result^SCT or 125154007^Specimen unsatisfactory for evaluation^SCT) | 97097-0 | SARS-CoV-2 (COVID-19) Ag [Presence] in Upper respiratory specimen by Rapid immunoassay | 97097-0 | SARS-CoV-2 (COVID-19) Ag [Presence] in Upper respiratory specimen by Rapid immunoassay |  |  |  | ellume.lab COVID Antigen Test_Ellume Limited | EUA | No Equipment | NA | SARS coronavirus 2 Ag | PrThr | Pt | Respiratory.upper | Ord | IA.rapid | 20210721 | 2.70
Emory Medical Laboratories | LDT: SARS-CoV-2 RBD IgG test* | IgG antibodies to SARS-CoV-2 | serum (119364003^Serum specimen^SCT) | Negative (260385009^Negative^SCT) Indeterminate (82334004^Indeterminate) Positive (10828004^Positive^SCT) | 94563-4 | SARS-CoV-2 (COVID19) IgG Ab [Presence] in Serum or Plasma by Immunoassay | 94563-4 | SARS-CoV-2 (COVID19) IgG Ab [Presence] in Serum or Plasma by Immunoassay | The SARS-CoV-2 RBD IgG test for Antibody Detection will be performed at the Emory Medical Laboratories, Atlanta, GA |  |  | SARS-CoV-2 RBD IgG test_Emory Medical Laboratories | EUA | BioTek 800 TS Absorbance Reader_BioTek | MNI | SARS coronavirus 2 Ab.IgG | PrThr | Pt | Ser/Plas | Ord | IA | 20200623 | 2.68
Empire City Laboratories | LDT: ECL COVID TEST SYSTEM-1* | SARS-CoV-2 RNA Result Interpretation | anterior nasal swab specimens (697989009^Anterior nares swab^SCT) | SARS-CoV-2 RNA not detected (260415000^Not Detected^SCT) Invalid (no amplification signal for internal control) (455371000124106^Invalid result^SCT or 125154007^Specimen unsatisfactory for evaluation^SCT) SARS-CoV-2 RNA detected (260373001^Detected^SCT) | 94500-6 | SARS-CoV-2 (COVID-19) RNA [Presence] in Respiratory specimen by NAA with probe detection | 94500-6 | SARS-CoV-2 (COVID-19) RNA [Presence] in Respiratory specimen by NAA with probe detection | Testing is limited to the Empire City Laboratories Inc., located at 229 49th Street, Brooklyn, NY 11220, which is certified under the Clinical Laboratory Improvement Amendments of 1988 (CLIA), 42 U.S.C. §263a, and meets requirements to perform high complexity tests. |  |  | ECL COVID TEST SYSTEM-1_Empire City Laboratories | EUA | CFX96 Touch Real-Time PCR System_BioRad | MNI | SARS coronavirus 2 RNA | PrThr | Pt | Respiratory | Ord | Probe.amp.tar | 20210901 | 2.69
Empire City Laboratories | LDT: ECL COVID TEST SYSTEM* | SARS-CoV-2 RNA Result Interpretation | anterior nasal swab specimens (697989009^Anterior nares swab^SCT) | Detected (260373001^Detected^SCT) Presumptive Positive (720735008^Presumptive positive^SCT) Not Detected (260415000^Not Detected^SCT) Invalid (455371000124106^Invalid result^SCT or 125154007^Specimen unsatisfactory for evaluation^SCT) | 95406-5 | SARS-CoV-2 (COVID-19) RNA [Presence] in Nose by NAA with probe detection | 94531-1 | SARS-CoV-2 (COVID-19) RNA panel - Respiratory specimen by NAA with probe detection | Testing is limited to the Empire City Laboratories Inc., located at 229 49th Street, Brooklyn, NY 11220, which is certified under the Clinical Laboratory Improvement Amendments of 1988 (CLIA), 42 U.S.C. §263a, and meets requirements to perform high complexity tests. |  |  | ECL COVID TEST SYSTEM_Empire City Laboratories | EUA | cobas 6800 System_Roche | MNI | SARS coronavirus 2 RNA | PrThr | Pt | Nose | Ord | Probe.amp.tar | 20210901 | 2.69
Empire City Laboratories | LDT: ECL COVID TEST SYSTEM* | SARS-CoV-2 RNA Result Interpretation | anterior nasal swab specimens (697989009^Anterior nares swab^SCT) | Detected (260373001^Detected^SCT) Presumptive Positive (720735008^Presumptive positive^SCT) Not Detected (260415000^Not Detected^SCT) Invalid (455371000124106^Invalid result^SCT or 125154007^Specimen unsatisfactory for evaluation^SCT) | 95406-5 | SARS-CoV-2 (COVID-19) RNA [Presence] in Nose by NAA with probe detection | 94531-1 | SARS-CoV-2 (COVID-19) RNA panel - Respiratory specimen by NAA with probe detection | Testing is limited to the Empire City Laboratories Inc., located at 229 49th Street, Brooklyn, NY 11220, which is certified under the Clinical Laboratory Improvement Amendments of 1988 (CLIA), 42 U.S.C. §263a, and meets requirements to perform high complexity tests. |  |  | ECL COVID TEST SYSTEM_Empire City Laboratories | EUA | cobas 8800 System_Roche | MNI | SARS coronavirus 2 RNA | PrThr | Pt | Nose | Ord | Probe.amp.tar | 20210901 | 2.69
Enzo Life Sciences, Inc. | AMPIPROBE SARS-CoV-2 Test System* | SARS-CoV-2 Result Interpretation | nasal swab (445297001^Swab of internal nose^SCT) mid-turbinate swab (1293160008^Swab from middle region of inferior nasal meatus^SCT) nasopharyngeal swab (258500001^Nasopharyngeal swab^SCT) oropharyngeal swab (258529004^Throat swab^SCT) nasopharyngeal wash/aspirate (258467004^Nasopharyngeal washings^SCT or 258411007^Nasopharyngeal aspirate^SCT) nasal aspirate specimens (429931000124105^Nasal aspirate specimen^SCT) | Detected (260373001^Detected^SCT) Inconclusive (419984006^Inconclusive^SCT) Not Detected (260415000^Not Detected^SCT) Invalid (455371000124106^Invalid result^SCT or 125154007^Specimen unsatisfactory for evaluation^SCT) | 94533-7 | SARS-CoV-2 (COVID-19) N gene [Presence] in Respiratory specimen by NAA with probe detection | 94531-1 | SARS coronavirus 2 RNA panel - Respiratory specimen by NAA with probe detection |  |  |  | AMPIPROBE SARS-CoV-2 Test System_Enzo Life Sciences, Inc. | EUA | 10190302015592 | DII | SARS coronavirus 2 N gene | PrThr | Pt | Respiratory | Ord | Probe.amp.tar | 20200715 | 2.68
Ethos Laboratories | LDT: Ethos Laboratories SARS-CoV-2 MALDI-TOF Assay* | SARS-CoV-2 Result Report | nasal swab (445297001^Swab of internal nose^SCT) mid-turbinate swab (1293160008^Swab from middle region of inferior nasal meatus^SCT) nasopharyngeal swab (258500001^Nasopharyngeal swab^SCT) oropharyngeal swab (258529004^Throat swab^SCT) bronchoalveolar lavage specimens (258607008^Bronchoalveolar lavage fluid sample^SCT) | Invalid (455371000124106^Invalid result^SCT or 125154007^Specimen unsatisfactory for evaluation^SCT) Not detected (260415000^Not Detected^SCT) Detected (260373001^Detected^SCT) Inconclusive (419984006^Inconclusive^SCT) | 95608-6 | SARS-CoV-2 (COVID-19) RNA [Presence] in Respiratory specimen by NAA with non-probe detection | 95608-6 | SARS-CoV-2 (COVID-19) RNA [Presence] in Respiratory specimen by NAA with non-probe detection | Testing is limited to the Ethos Laboratories, located at 29 E. 6 St., Newport, KY 41071 |  |  | Ethos Laboratories SARS-CoV-2 MALDI-TOF Assay_Ethos Laboratories | EUA | MassARRAY System_Agena Bioscience | MNI | SARS coronavirus 2 RNA | PrThr | Pt | Respiratory | Ord | Non-probe.amp.tar | 20230308 | 2.74
Ethos Laboratories | LDT: Ethos Laboratories SARS-CoV-2 MALDI-TOF Assay* | SARS-CoV-2 Result Report | nasal swab (445297001^Swab of internal nose^SCT) mid-turbinate swab (1293160008^Swab from middle region of inferior nasal meatus^SCT) nasopharyngeal swab (258500001^Nasopharyngeal swab^SCT) oropharyngeal swab (258529004^Throat swab^SCT) bronchoalveolar lavage specimens (258607008^Bronchoalveolar lavage fluid sample^SCT) | Invalid (455371000124106^Invalid result^SCT or 125154007^Specimen unsatisfactory for evaluation^SCT) Not detected (260415000^Not Detected^SCT) Detected (260373001^Detected^SCT) Inconclusive (419984006^Inconclusive^SCT) | 95608-6 | SARS-CoV-2 (COVID-19) RNA [Presence] in Respiratory specimen by NAA with non-probe detection | 95608-6 | SARS-CoV-2 (COVID-19) RNA [Presence] in Respiratory specimen by NAA with non-probe detection | Testing is limited to the Ethos Laboratories, located at 29 E. 6 St., Newport, KY 41071 |  |  | Ethos Laboratories SARS-CoV-2 MALDI-TOF Assay_Ethos Laboratories | EUA | Veriti 96 Fast Thermal Cycler_Thermo Fisher | MNI | SARS coronavirus 2 RNA | PrThr | Pt | Respiratory | Ord | Non-probe.amp.tar | 20230308 | 2.74
EuroImmun | Anti-SARS-CoV-2 ELISA (IgG) | Anti-SARS-CoV-2 ELISA (IgG) qualitative | serum (119364003^Serum specimen^SCT) plasma (119361006^Plasma specimen^SCT) | Negative (260385009^Negative^SCT) Borderline (42425007^equivocal^SCT) Positive (10828004^Positive^SCT) | 94563-4 | SARS coronavirus 2 IgG Ab [Presence] in Serum or Plasma by Immunoassay | 94504-8 | SARS-CoV-2 (COVID-19) Ab panel - Serum or Plasma by Immunoassay | Given acceptable precision, if repeating any measure, some results will fall above and some below. "Equivocal" would be preferred result choice if "borderline" cannot be used. |  |  | Anti-SARS-CoV-2 ELISA (IgG)_EUROIMMUN US Inc. | EUA | a microplate reader_NA | MNI | SARS coronavirus 2 Ab.IgG | PrThr | Pt | Ser/Plas | Ord | IA | 20200617 | 2.68
EuroImmun | EURORealTime SARS-CoV-2* | SARS-CoV-2 RNA | nasal swabs (445297001^Swab of internal nose^SCT) mid-turbinate swabs (1293160008^Swab from middle region of inferior nasal meatus^SCT) nasopharyngeal swabs (258500001^Nasopharyngeal swab^SCT) oropharyngeal swabs (258529004^Throat swab^SCT) bronchioalveolar lavage (BAL) (258607008^Bronchoalveolar lavage fluid sample^SCT) | SARS-CoV-2 RNA not detected (260415000^Not detected^SCT) Invalid (no amplification signal for internal control) (455371000124106^Invalid result^SCT) SARS-CoV-2 RNA detected (260373001^Detected^SCT) | 94500-6 | SARS-CoV-2 (COVID19) RNA [Presence] in Respiratory specimen by NAA with probe detection | 94500-6 | SARS-CoV-2 (COVID19) RNA [Presence] in Respiratory specimen by NAA with probe detection |  |  |  | EURORealTime SARS-Cov-2_Euroimmun US, Inc. | EUA | ABI 7500 FAST Real-Time PCR_Thermo Fisher | MNI | SARS coronavirus 2 RNA | PrThr | Pt | Respiratory | Ord | Probe.amp.tar | 20210512 | 2.68
EuroImmun | EURORealTime SARS-CoV-2* | SARS-CoV-2 RNA | nasal swabs (445297001^Swab of internal nose^SCT) mid-turbinate swabs (1293160008^Swab from middle region of inferior nasal meatus^SCT) nasopharyngeal swabs (258500001^Nasopharyngeal swab^SCT) oropharyngeal swabs (258529004^Throat swab^SCT) bronchioalveolar lavage (BAL) (258607008^Bronchoalveolar lavage fluid sample^SCT) | SARS-CoV-2 RNA not detected (260415000^Not detected^SCT) Invalid (no amplification signal for internal control) (455371000124106^Invalid result^SCT) SARS-CoV-2 RNA detected (260373001^Detected^SCT) | 94500-6 | SARS-CoV-2 (COVID19) RNA [Presence] in Respiratory specimen by NAA with probe detection | 94500-6 | SARS-CoV-2 (COVID19) RNA [Presence] in Respiratory specimen by NAA with probe detection |  |  |  | EURORealTime SARS-Cov-2_Euroimmun US, Inc. | EUA | CFX96 Touch Real-Time PCR System_BioRad | MNI | SARS coronavirus 2 RNA | PrThr | Pt | Respiratory | Ord | Probe.amp.tar | 20210512 | 2.68
EuroImmun | EURORealTime SARS-CoV-2* | SARS-CoV-2 RNA | nasal swabs (445297001^Swab of internal nose^SCT) mid-turbinate swabs (1293160008^Swab from middle region of inferior nasal meatus^SCT) nasopharyngeal swabs (258500001^Nasopharyngeal swab^SCT) oropharyngeal swabs (258529004^Throat swab^SCT) bronchioalveolar lavage (BAL) (258607008^Bronchoalveolar lavage fluid sample^SCT) | SARS-CoV-2 RNA not detected (260415000^Not detected^SCT) Invalid (no amplification signal for internal control) (455371000124106^Invalid result^SCT) SARS-CoV-2 RNA detected (260373001^Detected^SCT) | 94500-6 | SARS-CoV-2 (COVID19) RNA [Presence] in Respiratory specimen by NAA with probe detection | 94500-6 | SARS-CoV-2 (COVID19) RNA [Presence] in Respiratory specimen by NAA with probe detection |  |  |  | EURORealTime SARS-Cov-2_Euroimmun US, Inc. | EUA | LightCycler 480 Instrument II_Roche | MNI | SARS coronavirus 2 RNA | PrThr | Pt | Respiratory | Ord | Probe.amp.tar | 20210512 | 2.68
EuroImmun | EURORealTime SARS-CoV-2* | SARS-CoV-2 RNA | nasal swabs (445297001^Swab of internal nose^SCT) mid-turbinate swabs (1293160008^Swab from middle region of inferior nasal meatus^SCT) nasopharyngeal swabs (258500001^Nasopharyngeal swab^SCT) oropharyngeal swabs (258529004^Throat swab^SCT) bronchioalveolar lavage (BAL) (258607008^Bronchoalveolar lavage fluid sample^SCT) | SARS-CoV-2 RNA not detected (260415000^Not detected^SCT) Invalid (no amplification signal for internal control) (455371000124106^Invalid result^SCT) SARS-CoV-2 RNA detected (260373001^Detected^SCT) | 94500-6 | SARS-CoV-2 (COVID19) RNA [Presence] in Respiratory specimen by NAA with probe detection | 94500-6 | SARS-CoV-2 (COVID19) RNA [Presence] in Respiratory specimen by NAA with probe detection |  |  |  | EURORealTime SARS-Cov-2_Euroimmun US, Inc. | EUA | qTower3_Analytik Jena GmbH | MNI | SARS coronavirus 2 RNA | PrThr | Pt | Respiratory | Ord | Probe.amp.tar | 20210512 | 2.68
EUROIMMUN US, Inc. | EUROIMMUN Anti-SARS-CoV-2 S1 Curve ELISA (IgG)* | SARS CoV-2 IgG antibodies | serum (119364003^Serum specimen^SCT) plasma (119361006^Plasma specimen^SCT) | RU/mL | 94505-5 | SARS-CoV-2 (COVID-19) IgG Ab [Units/volume] in Serum or Plasma by Immunoassay | 94505-5 | SARS-CoV-2 (COVID-19) IgG Ab [Units/volume] in Serum or Plasma by Immunoassay |  |  |  | EUROIMMUN Anti-SARS-CoV-2 S1 Curve ELISA (IgG)_EUROIMMUN US, Inc. | EUA | EUROLabWorkstation ELISA_EUROIMMUN | MNI | SARS coronavirus 2 Ab.IgG | ACnc | Pt | Ser/Plas | Qn | IA | 20211027 | 2.69
EUROIMMUN US, Inc. | EUROIMMUN Anti-SARS-CoV-2 S1 Curve ELISA (IgG)* | SARS CoV-2 IgG antibodies | serum (119364003^Serum specimen^SCT) plasma (119361006^Plasma specimen^SCT) | RU/mL | 94505-5 | SARS-CoV-2 (COVID-19) IgG Ab [Units/volume] in Serum or Plasma by Immunoassay | 94505-5 | SARS-CoV-2 (COVID-19) IgG Ab [Units/volume] in Serum or Plasma by Immunoassay |  |  |  | EUROIMMUN Anti-SARS-CoV-2 S1 Curve ELISA (IgG)_EUROIMMUN US, Inc. | EUA | Sprinter XL_EUROIMMUN | MNI | SARS coronavirus 2 Ab.IgG | ACnc | Pt | Ser/Plas | Qn | IA | 20211027 | 2.69
EUROIMMUN US, Inc. | EUROIMMUN Anti-SARS-CoV-2 S1 Curve ELISA (IgG)* | SARS CoV-2 IgG antibodies | serum (119364003^Serum specimen^SCT) plasma (119361006^Plasma specimen^SCT) | RU/mL | 94505-5 | SARS-CoV-2 (COVID-19) IgG Ab [Units/volume] in Serum or Plasma by Immunoassay | 94505-5 | SARS-CoV-2 (COVID-19) IgG Ab [Units/volume] in Serum or Plasma by Immunoassay |  |  |  | EUROIMMUN Anti-SARS-CoV-2 S1 Curve ELISA (IgG)_EUROIMMUN US, Inc. | EUA | Dynex DSX System_Dynex Technologies | MNI | SARS coronavirus 2 Ab.IgG | ACnc | Pt | Ser/Plas | Qn | IA | 20211027 | 2.69
EUROIMMUN US, Inc. | EUROIMMUN Anti-SARS-CoV-2 S1 Curve ELISA (IgG)* | SARS CoV-2 IgG antibodies | serum (119364003^Serum specimen^SCT) plasma (119361006^Plasma specimen^SCT) | negative (260385009^Negative^SCT) borderline (42425007^Equivocal^SCT) positive (10828004^Positive^SCT) | 94563-4 | SARS-CoV-2 (COVID-19) IgG Ab [Presence] in Serum or Plasma by Immunoassay | 94505-5 | SARS-CoV-2 (COVID-19) IgG Ab [Units/volume] in Serum or Plasma by Immunoassay |  |  |  | EUROIMMUN Anti-SARS-CoV-2 S1 Curve ELISA (IgG)_EUROIMMUN US, Inc. | EUA | EUROLabWorkstation ELISA_EUROIMMUN | MNI | SARS coronavirus 2 Ab.IgG | PrThr | Pt | Ser/Plas | Ord | IA | 20211027 | 2.69
EUROIMMUN US, Inc. | EUROIMMUN Anti-SARS-CoV-2 S1 Curve ELISA (IgG)* | SARS CoV-2 IgG antibodies | serum (119364003^Serum specimen^SCT) plasma (119361006^Plasma specimen^SCT) | negative (260385009^Negative^SCT) borderline (42425007^Equivocal^SCT) positive (10828004^Positive^SCT) | 94563-4 | SARS-CoV-2 (COVID-19) IgG Ab [Presence] in Serum or Plasma by Immunoassay | 94505-5 | SARS-CoV-2 (COVID-19) IgG Ab [Units/volume] in Serum or Plasma by Immunoassay |  |  |  | EUROIMMUN Anti-SARS-CoV-2 S1 Curve ELISA (IgG)_EUROIMMUN US, Inc. | EUA | Sprinter XL_EUROIMMUN | MNI | SARS coronavirus 2 Ab.IgG | PrThr | Pt | Ser/Plas | Ord | IA | 20211027 | 2.69
EUROIMMUN US, Inc. | EUROIMMUN Anti-SARS-CoV-2 S1 Curve ELISA (IgG)* | SARS CoV-2 IgG antibodies | serum (119364003^Serum specimen^SCT) plasma (119361006^Plasma specimen^SCT) | negative (260385009^Negative^SCT) borderline (42425007^Equivocal^SCT) positive (10828004^Positive^SCT) | 94563-4 | SARS-CoV-2 (COVID-19) IgG Ab [Presence] in Serum or Plasma by Immunoassay | 94505-5 | SARS-CoV-2 (COVID-19) IgG Ab [Units/volume] in Serum or Plasma by Immunoassay |  |  |  | EUROIMMUN Anti-SARS-CoV-2 S1 Curve ELISA (IgG)_EUROIMMUN US, Inc. | EUA | Dynex DSX System_Dynex Technologies | MNI | SARS coronavirus 2 Ab.IgG | PrThr | Pt | Ser/Plas | Ord | IA | 20211027 | 2.69
Exact Sciences Laboratories | LDT: COVID-Flu Multiplex Assay* | SARS-CoV-2 Result Interpretation | anterior nasal swab specimens (697989009^Anterior nares swab^SCT) | SARS-CoV-2 (COVID-19) RNA NOT detected (260415000^Not Detected^SCT) SARS-CoV-2 (COVID-19) RNA detected (260373001^Detected^SCT) Invalid (455371000124106^Invalid result^SCT or 125154007^Specimen unsatisfactory for evaluation^SCT) | 94756-4 | SARS-CoV-2 (COVID-19) N gene [Presence] in Respiratory specimen by Nucleic acid amplification using CDC primer-probe set N1 | 95422-2 | Influenza virus A and B and SARS-CoV-2 (COVID-19) RNA panel - Respiratory specimen by NAA with probe detection | Testing is limited to Exact Sciences Laboratories, located at 650 Forward Drive, Madison, WI 53711, which is certified under the Clinical Laboratory Improvement Amendments of 1988 (CLIA), 42 U.S.C. § 263a, and meets the requirements to perform high complexity tests. |  |  | COVID-Flu Multiplex Assay_Exact Sciences Laboratories | EUA | 10190302000222 | DII | SARS coronavirus 2 N gene | PrThr | Pt | Respiratory | Ord | Probe.amp.tar.CDC primer-probe set N1 | 20210707 | 2.69
Exact Sciences Laboratories | LDT: COVID-Flu Multiplex Assay* | Flu A Result Interpretation | anterior nasal swab specimens (697989009^Anterior nares swab^SCT) | Flu A RNA NOT detected Flu A RNA detected Invalid (455371000124106^Invalid result^SCT or 125154007^Specimen unsatisfactory for evaluation^SCT) | 85477-8 | Influenza virus A RNA [Presence] in Upper respiratory specimen by NAA with probe detection | 95422-2 | Influenza virus A and B and SARS-CoV-2 (COVID-19) RNA panel - Respiratory specimen by NAA with probe detection | Testing is limited to Exact Sciences Laboratories, located at 650 Forward Drive, Madison, WI 53711, which is certified under the Clinical Laboratory Improvement Amendments of 1988 (CLIA), 42 U.S.C. § 263a, and meets the requirements to perform high complexity tests. |  |  | COVID-Flu Multiplex Assay_Exact Sciences Laboratories | EUA | 10190302000222 | DII | Influenza virus A RNA | PrThr | Pt | Respiratory.upper | Ord | Probe.amp.tar | 20210707 | 2.68
Exact Sciences Laboratories | LDT: COVID-Flu Multiplex Assay* | Flu B Result Interpretation | anterior nasal swab specimens (697989009^Anterior nares swab^SCT) | Flu B RNA NOT detected Flu B RNA detected Invalid (455371000124106^Invalid result^SCT or 125154007^Specimen unsatisfactory for evaluation^SCT) | 85478-6 | Influenza virus B RNA [Presence] in Upper respiratory specimen by NAA with probe detection | 95422-2 | Influenza virus A and B and SARS-CoV-2 (COVID-19) RNA panel - Respiratory specimen by NAA with probe detection | Testing is limited to Exact Sciences Laboratories, located at 650 Forward Drive, Madison, WI 53711, which is certified under the Clinical Laboratory Improvement Amendments of 1988 (CLIA), 42 U.S.C. § 263a, and meets the requirements to perform high complexity tests. |  |  | COVID-Flu Multiplex Assay_Exact Sciences Laboratories | EUA | 10190302000222 | DII | Influenza virus B RNA | PrThr | Pt | Respiratory.upper | Ord | Probe.amp.tar | 20210707 | 2.68
Exact Sciences Laboratories | LDT: SARS-CoV-2 (N gene detection) Test* | SARS-CoV-2 RNA | Nasal swab (445297001^Swab of internal nose^SCT) Mid-turbinate nasal swabs(1293160008^Swab from middle region of inferior nasal meatus^SCT) nasopharyngeal swab (258500001^Nasopharyngeal swab^SCT) oropharyngeal swabs (258529004^Throat swab^SCT) | SARS-CoV-2(COVID-19) RNA detected (260373001^Detected^SCT) SARS-CoV-2 (COVID-19) RNA NOT detected (260415000^Not detected^SCT) Inconclusive (419984006^Inconclusive^SCT) Invalid (455371000124106^Invalid result^SCT) | 94756-4 | SARS-CoV-2 (COVID-19) N gene [Presence] in Respiratory specimen by Nucleic acid amplification using CDC primer-probe set N1 | 94756-4 | SARS-CoV-2 (COVID-19) N gene [Presence] in Respiratory specimen by Nucleic acid amplification using CDC primer-probe set N1 | Testing is limited to Exact Sciences Laboratories, located at 650 Forward Drive, Madison, WI 53711 and 145 E. Badger Road Ste. 100, Madison, WI 53713, which are certified under the Clinical Laboratory Improvement Amendments of 1988 (CLIA), 42 U.S.C. § 263a, and meet the requirements to perform high complexity tests. |  |  | SARS-CoV-2 (N gene detection) Test_Exact Sciences Laboratories | EUA | 10190302000222 | DII | SARS coronavirus 2 N gene | PrThr | Pt | Respiratory | Ord | Probe.amp.tar.CDC primer-probe set N1 | 20210811 | 2.69
Express Gene LLC, DBA: Express Gene Molecular Diagnostics Laboratory | LDT: Express Gene 2019-nCoV RT-PCR Diagnostic Panel* | SARS-CoV-2 RNA | anterior nasal swabs (697989009^Anterior nares swab^SCT) Mid-turbinate nasal swabs(1293160008^Swab from middle region of inferior nasal meatus^SCT) nasopharyngeal swab (258500001^Nasopharyngeal swab^SCT) oropharyngeal swabs (258529004^Throat swab^SCT) nasopharyngeal wash (258467004^Nasopharyngeal washings^SCT) nasopharyngeal aspirate (258411007^Nasopharyngeal aspirate^SCT) nasal aspirate (429931000124105^Nasal aspirate specimen^SCT) BAL (258607008^Bronchoalveolar lavage fluid sample^SCT) | SARS-CoV-2 detected (260373001^Detected^SCT) SARS-CoV-2not detected (260415000^Not detected^SCT) | 94500-6 | SARS-CoV-2 (COVID-19) RNA [Presence] in Respiratory specimen by NAA with probe detection | 94531-1 | SARS-CoV-2 (COVID-19) RNA panel - Respiratory specimen by NAA with probe detection |  |  |  | Express Gene 2019-nCoV RT-PCR Diagnostic Panel_Express Gene LLC, DBA: Express Gene Molecular Diagnostics Laboratory | EUA | ABI QuantStudio 12K Flex_Thermo Fisher | MNI | SARS coronavirus 2 RNA | PrThr | Pt | Respiratory | Ord | Probe.amp.tar | 20210811 | 2.68
Express Gene LLC, DBA: Express Gene Molecular Diagnostics Laboratory | LDT: Express Gene 2019-nCoV RT-PCR Diagnostic Panel* | SARS-CoV-2 RNA | saliva specimens (258560004^Oral saliva sample^SCT) | SARS-CoV-2 detected (260373001^Detected^SCT) SARS-CoV-2not detected (260415000^Not detected^SCT) | 94845-5 | SARS-CoV-2 (COVID-19) RNA [Presence] in Saliva (oral fluid) by NAA with probe detection | 94845-5 | SARS-CoV-2 (COVID-19) RNA [Presence] in Saliva (oral fluid) by NAA with probe detection |  |  |  | Express Gene 2019-nCoV RT-PCR Diagnostic Panel_Express Gene LLC, DBA: Express Gene Molecular Diagnostics Laboratory | EUA | ABI QuantStudio 12K Flex_Thermo Fisher | MNI | SARS coronavirus 2 RNA | PrThr | Pt | Saliva | Ord | Probe.amp.tar | 20210811 | 2.69
Fast Track Diagnostics | FTD SARS-CoV-2* | SARS-CoV-2 Interpretation | anterior nasal swabs (697989009^Anterior nares swab^SCT) mid-turbinate nasal swabs (1293160008^Swab from middle region of inferior nasal meatus^SCT) nasopharyngeal swabs (258500001^Nasopharyngeal swab^SCT) oropharyngeal swabs (258529004^Throat swab^SCT) combined NP/OP swab (433801000124107^Nasopharyngeal and oropharyngeal swab^SCT) nasopharyngeal wash/aspirate (258467004^Nasopharyngeal washings^SCT or 258411007^Nasopharyngeal aspirate^SCT) nasal aspirate (429931000124105^Nasal aspirate specimen^SCT) Bronchoalveolar lavage (BAL) (258607008^Bronchoalveolar lavage fluid sample^SCT) | SARS-CoV-2 detected (260373001^Detected^SCT) SARS-CoV-2 not detected (260415000^Not detected^SCT) Invalid (455371000124106^Invalid result^SCT or 125154007^Specimen unsatisfactory for evaluation^SCT) | 94500-6 | SARS coronavirus 2 RNA [Presence] in Respiratory specimen by NAA with probe detection | 94500-6 | SARS coronavirus 2 RNA [Presence] in Respiratory specimen by NAA with probe detection |  |  |  | FTD SARS-CoV-2_Fast Track Diagnostics Luxembourg S.á.r.l. (a Siemens Healthineers Company) | EUA | ABI 7500 Real-Time PCR_Thermo Fisher | MNI | SARS coronavirus 2 RNA | PrThr | Pt | Respiratory | Ord | Probe.amp.tar | 20210414 | 2.68
Fosun Pharma USA Inc. | Fosun COVID-19 RT-PCR Detection Kit* | SARS-CoV-2 nucleic acid | anterior nasal swab (697989009^Anterior nares swab^SCT) mid-turbinate nasal swabs(1293160008^Swab from middle region of inferior nasal meatus^SCT) nasopharyngeal swab (258500001^Nasopharyngeal swab^SCT) oropharyngeal swabs (258529004^Throat swab^SCT) nasopharyngeal wash (258467004^Nasopharyngeal washings^SCT) nasopharyngeal aspirate (258411007^Nasopharyngeal aspirate^SCT) nasal aspirate (429931000124105^Nasal aspirate specimen^SCT) BAL (258607008^Bronchoalveolar lavage fluid sample^SCT) sputum (119334006^Sputum specimen^SCT) lower respiratory tract aspirates (309171007^Lower respiratory fluid sample^SCT) | 2019-nCoV (+) (260373001^Detected^SCT) 2019-nCoV (-) (260415000^Not detected^SCT) Inconclusive (419984006^Inconclusive^SCT) Invalid (455371000124106^Invalid result^SCT) | 94500-6 | SARS coronavirus 2 RNA [Presence] in Respiratory specimen by NAA with probe detection | 94531-1 | SARS coronavirus 2 RNA panel - Respiratory specimen by NAA with probe detection |  |  |  | Fosun COVID-19 RT-PCR Detection Kit_Fosun Pharma USA Inc. | EUA | ABI 7500 Real-Time PCR_Thermo Fisher | MNI | SARS coronavirus 2 RNA | PrThr | Pt | Respiratory | Ord | Probe.amp.tar | 20210929 | 2.68
Fulgent Therapeutics | COVID-19 by RT-PCR test* | COVID-19 | Nasal swab (445297001^Swab of internal nose^SCT) nasopharyngeal swab (258500001^Nasopharyngeal swab^SCT) oropharyngeal swab (258529004^Throat swab^SCT) | COVID-19 Positive (260373001^Detected^SCT) COVID-19 Negative (260415000^Not detected^SCT) Inconclusive (419984006^Inconclusive^SCT) Invalid (455371000124106^Invalid result^SCT) | 94533-7 | SARS coronavirus 2 N gene [Presence] in Respiratory specimen by NAA with probe detection | 94531-1 | SARS coronavirus 2 RNA panel - Respiratory specimen by NAA with probe detection |  |  |  | Fulgent COVID-19 by RT-PCR Test_Fulgent Therapeutics | EUA | ABI QuantStudio 6 Flex_Thermo Fisher | MNI | SARS coronavirus 2 N gene | PrThr | Pt | Respiratory | Ord | Probe.amp.tar | 20220727 | 2.68
Fulgent Therapeutics | COVID-19 by RT-PCR test* | COVID-19 | Nasal swab (445297001^Swab of internal nose^SCT) nasopharyngeal swab (258500001^Nasopharyngeal swab^SCT) oropharyngeal swab (258529004^Throat swab^SCT) | COVID-19 Positive (260373001^Detected^SCT) COVID-19 Negative (260415000^Not detected^SCT) Inconclusive (419984006^Inconclusive^SCT) Invalid (455371000124106^Invalid result^SCT) | 94533-7 | SARS coronavirus 2 N gene [Presence] in Respiratory specimen by NAA with probe detection | 94531-1 | SARS coronavirus 2 RNA panel - Respiratory specimen by NAA with probe detection |  |  |  | Fulgent COVID-19 by RT-PCR Test_Fulgent Therapeutics | EUA | ABI QuantStudio 7 Flex_Thermo Fisher | MNI | SARS coronavirus 2 N gene | PrThr | Pt | Respiratory | Ord | Probe.amp.tar | 20220727 | 2.68
Genabio Diagnostics Inc. | Genabio COVID-19 Rapid Self-Test Kit* | SARS-CoV-2 nucleocapsid protein antigen | anterior nasal (nares) swab (697989009^Anterior nares swab^SCT) | Positive Result (260373001^Detected^SCT) Negative Result (260415000^Not Detected^SCT) Invalid Result (455371000124106^Invalid result^SCT or 125154007^Specimen unsatisfactory for evaluation^SCT) | 97097-0 | SARS-CoV-2 (COVID-19) Ag [Presence] in Upper respiratory specimen by Rapid immunoassay | 97097-0 | SARS-CoV-2 (COVID-19) Ag [Presence] in Upper respiratory specimen by Rapid immunoassay |  |  |  | Genabio COVID-19 Rapid Self-Test Kit_Genabio Diagnostics Inc. | EUA | No Equipment | NA | SARS coronavirus 2 Ag | PrThr | Pt | Respiratory.upper | Ord | IA.rapid | 20220713 | 2.70
Genalyte, Inc. | Maverick SARS-CoV-2 Multi-Antigen Serology Panel v2* | SARS-CoV-2 Antibody Result | venous whole blood (122555007^Venous blood specimen^SCT) plasma (119361006^Plasma specimen^SCT) serum (119364003^Serum specimen^SCT) | Positive (10828004^Positive^SCT) Indeterminate (82334004^Indeterminate^SCT) Negative (260385009^Negative^SCT) | 94547-7 | SARS-CoV-2 (COVID-19) IgG+IgM Ab [Presence] in Serum or Plasma by Immunoassay | 94547-7 | SARS-CoV-2 (COVID-19) IgG+IgM Ab [Presence] in Serum or Plasma by Immunoassay |  |  |  | Maverick SARS-CoV-2 Multi-Antigen Serology Panel v2_Genalyte, Inc. | EUA | Maverick Diagnostic System_Genalyte | MNI | SARS coronavirus 2 Ab.IgG+IgM | PrThr | Pt | Ser/Plas | Ord | IA | 20201021 | 2.68
GenBody Inc. | GenBody COVID-19 Ag* | SARS-CoV-2 nucleocapsid antigen | direct nasopharyngeal swab (NP) specimens (258500001^Nasopharyngeal swab^SCT) anterior nasal swab (697989009^Anterior nares swab^SCT) | Positive result (260373001^Detected^SCT) Negative result (260415000^Not Detected^SCT) Invalid result (455371000124106^Invalid result^SCT or 125154007^Specimen unsatisfactory for evaluation^SCT) | 97097-0 | SARS-CoV-2 (COVID-19) Ag [Presence] in Upper respiratory specimen by Rapid immunoassay | 97097-0 | SARS-CoV-2 (COVID-19) Ag [Presence] in Upper respiratory specimen by Rapid immunoassay |  |  |  | GenBody COVID-19 Ag_GenBody Inc. | EUA | No Equipment | NA | SARS coronavirus 2 Ag | PrThr | Pt | Respiratory.upper | Ord | IA.rapid | 20220824 | 2.70
GenBody Inc. | GenBody COVID-19 Ag Home Test | SARS-CoV-2 nucleocapside protein antigen | anterior nasal swabs (697989009^Anterior nares swab^SCT) | Positive (260373001^Detected^SCT) Negative (260415000^Not detected^SCT) Invalid (455371000124106^Invalid result^SCT or 125154007^Specimen unsatisfactory for evaluation^SCT) | 97097-0 | SARS-CoV-2 (COVID-19) Ag [Presence] in Upper respiratory specimen by Rapid immunoassay | 97097-0 | SARS-CoV-2 (COVID-19) Ag [Presence] in Upper respiratory specimen by Rapid immunoassay |  |  |  | GenBody COVID-19 Ag Home Test_GenBody Inc. | EUA | No Equipment | (NA) | SARS coronavirus 2 Ag | PrThr | Pt | Respiratory.upper | Ord | IA.rapid | 20230301 | 2.70
Gencurix | GenePro SARS-CoV-2 Test* | SARS-CoV-2 RNA | nasopharyngeal swab (258500001^Nasopharyngeal swab^SCT) oropharyngeal swab (258529004^Throat swab^SCT) anterior nasal swab (697989009^Anterior nares swab^SCT) mid-turbinate swab (1293160008^Swab from middle region of inferior nasal meatus^SCT) nasopharyngeal wash/ aspirate (258467004^Nasopharyngeal washings^SCT or 258411007^Nasopharyngeal aspirate^SCT) nasal aspirate (429931000124105^Nasal aspirate specimen^SCT) bronchoalveolar lavage (BAL) (258607008^Bronchoalveolar lavage fluid sample^SCT) | Invalid (455371000124106^Invalid result^SCT or 125154007^Specimen unsatisfactory for evaluation^SCT) SARS-CoV-2 Not Detected (260415000^Not detected^SCT) Presumptive SARS-CoV-2 Positive (720735008^Presumptive positive^SCT) SARS-CoV-2 Positive (260373001^Detected^SCT) | 94500-6 | SARS-CoV-2 (COVID-19) RNA [Presence] in Respiratory specimen by NAA with probe detection | 94531-1 | SARS coronavirus 2 RNA panel - Respiratory specimen by NAA with probe detection |  |  |  | GenePro SARS-CoV-2 Test_Gencurix, Inc. | EUA | CFX96 DX Real-Time PCR System_BioRad | MNI | SARS coronavirus 2 RNA | PrThr | Pt | Respiratory | Ord | Probe.amp.tar | 20220727 | 2.68
Gencurix | GenePro SARS-CoV-2 Test* | SARS-CoV-2 RNA | nasopharyngeal swab (258500001^Nasopharyngeal swab^SCT) oropharyngeal swab (258529004^Throat swab^SCT) anterior nasal swab (697989009^Anterior nares swab^SCT) mid-turbinate swab (1293160008^Swab from middle region of inferior nasal meatus^SCT) nasopharyngeal wash/ aspirate (258467004^Nasopharyngeal washings^SCT or 258411007^Nasopharyngeal aspirate^SCT) nasal aspirate (429931000124105^Nasal aspirate specimen^SCT) bronchoalveolar lavage (BAL) (258607008^Bronchoalveolar lavage fluid sample^SCT) | Invalid (455371000124106^Invalid result^SCT or 125154007^Specimen unsatisfactory for evaluation^SCT) SARS-CoV-2 Not Detected (260415000^Not detected^SCT) Presumptive SARS-CoV-2 Positive (720735008^Presumptive positive^SCT) SARS-CoV-2 Positive (260373001^Detected^SCT) | 94500-6 | SARS-CoV-2 (COVID-19) RNA [Presence] in Respiratory specimen by NAA with probe detection | 94531-1 | SARS coronavirus 2 RNA panel - Respiratory specimen by NAA with probe detection |  |  |  | GenePro SARS-CoV-2 Test_Gencurix, Inc. | EUA | ABI QuantStudio Dx_Thermo Fisher | MNI | SARS coronavirus 2 RNA | PrThr | Pt | Respiratory | Ord | Probe.amp.tar | 20220727 | 2.68
Gene By Gene | LDT: Gene By Gene SARS-CoV-2 Detection Test* | SARS-CoV-2 Result Interpretation | nasal swab (445297001^Swab of internal nose^SCT) nasopharyngeal swab (258500001^Nasopharyngeal swab^SCT) | SARS-CoV-2 Detected (260373001^Detected^SCT) SARS-CoV-2 Not Detected (260373001^Detected^SCT) Indeterminate (82334004^Indeterminate^SCT) Invalid Result (455371000124106^Invalid result^SCT or 125154007^Specimen unsatisfactory for evaluation^SCT) | 94533-7 | SARS-CoV-2 (COVID-19) N gene [Presence] in Respiratory specimen by NAA with probe detection | 94531-1 | SARS coronavirus 2 RNA panel - Respiratory specimen by NAA with probe detection | Testing is limited to Gene By Gene's laboratory located at 1445 North Loop West Suite 760, Houston, TX 77008 |  |  | Gene By Gene SARS-CoV-2 Detection Test_Gene By Gene | EUA | CFX384 Real-Time PCR_BioRad | MNI | SARS coronavirus 2 N gene | PrThr | Pt | Respiratory | Ord | Probe.amp.tar | 20200715 | 2.68
Genematrix | NeoPlex COVID-19 Detection Kit* | SARS-CoV-2 Result Interpretation | Nasal swab (445297001^Swab of internal nose^SCT) mid-turbinate nasal swab (1293160008^Swab from middle region of inferior nasal meatus^SCT) nasopharyngeal swab (258500001^Nasopharyngeal swab^SCT) oropharyngeal swab (258529004^Throat swab^SCT) BAL (258607008^Bronchoalveolar lavage fluid sample^SCT) sputum (119334006^Sputum specimen^SCT) tracheal aspirates (445447003^Specimen from trachea obtained by aspiration^SCT) | Positive(260373001^Detected^SCT) Negative (260415000^Not detected^SCT) Invalid (455371000124106^Invalid result^SCT) | 94500-6 | SARS coronavirus 2 RNA [Presence] in Respiratory specimen by NAA with probe detection | 94531-1 | SARS coronavirus 2 RNA panel - Respiratory specimen by NAA with probe detection |  |  |  | NeoPlex COVID-19 Detection Kit_GeneMatrix, Inc. | EUA | 10190302000222 | DII | SARS coronavirus 2 RNA | PrThr | Pt | Respiratory | Ord | Probe.amp.tar | 20200519 | 2.68
Genetrack Biolabs, Inc. | LDT: Genetrack SARS-CoV-2 Molecular Assay* | SARS-CoV-2 Result Interpretation | anterior nasal swab (697989009^Anterior nares swab^SCT) | SARS-CoV-2 detected (260373001^Detected^SCT) Inconclusive Result (419984006^Inconclusive^SCT) SARS-CoV-2 not detected (260415000^Not Detected^SCT) Invalid Result (455371000124106^Invalid result^SCT or 125154007^Specimen unsatisfactory for evaluation^SCT) | 94533-7 | SARS-CoV-2 (COVID-19) N gene [Presence] in Respiratory specimen by NAA with probe detection | 94531-1 | SARS-CoV-2 (COVID-19) RNA panel - Respiratory specimen by NAA with probe detection | Testing is limited to Genetrack Biolabs Inc., located at 100 - 2806 Kingsway Vancouver BC V5R 5T5 Canada |  |  | Genetrack SARS-CoV-2 Molecular Assay_Genetrack Biolabs, Inc. | EUA | ABI QuantStudio 6 Pro_Thermo Fisher | MNI | SARS coronavirus 2 N gene | PrThr | Pt | Respiratory | Ord | Probe.amp.tar | 20201005 | 2.68
Genetron | Genetron SARS-CoV-2 RNA Test* | SARS-CoV-2 Result interpretation | oropharyngeal swabs (258529004^Throat swab^SCT) nasopharyngeal swabs (258500001^Nasopharyngeal swab^SCT) anterior nasal swabs (697989009^Anterior nares swab^SCT) mid-turbinate nasal swabs (1293160008^Swab from middle region of inferior nasal meatus^SCT) | SARS-CoV-2 Detected (260373001^Detected^SCT) SARS-CoV-2 Not Detected (260415000^Not detected^SCT) Invalid (455371000124106^Invalid result^SCT) | 94500-6 | SARS-CoV-2 (COVID19) RNA [Presence] in Respiratory specimen by NAA with probe detection | 94531-1 | SARS coronavirus 2 RNA panel - Respiratory specimen by NAA with probe detection |  |  |  | Genetron SARS-CoV-2 RNA Test_Genetron Health (Beijing) Co., Ltd. | EUA | 10190302000222 | DII | SARS coronavirus 2 RNA | PrThr | Pt | Respiratory | Ord | Probe.amp.tar | 20200617 | 2.68
GenMark | ePlex SARS-CoV-2 Test | SARS-CoV-2 N gene result | Nasopharyngeal Swab (258500001^Nasopharyngeal swab^SCT) | Target Detected (260373001^Detected^SCT) Target Not Detected (260415000^Not detected^SCT) Invalid (455371000124106^Invalid result^SCT or 125154007^Specimen unsatisfactory for evaluation^SCT) | 94760-6 | SARS coronavirus 2 N gene [Presence] in Nasopharynx by NAA with probe detection | 50548-7 | Respiratory virus DNA+RNA [Identifier] in Unspecified specimen by NAA with probe detection | Only the SARS-CoV-2 assay of the panel is included in the document; for information on the full GenMark Dx ePlex Respiratory Panel and the list of respiratory pathogens included, visit the manufacturer's website: https://www.genmarkdx.com/solutions/panels/eplex-panels/eplex-sars-cov-2-test/ |  |  | ePlex SARS-CoV-2 Test_GenMark Diagnostics, Inc. | EUA | GenMark ePlex instrument_GenMarkDx | MNI | SARS coronavirus 2 N gene | PrThr | Pt | Nph | Ord | Probe.amp.tar | 20200617 | 2.68
GenMark Diagnostics, Inc. | ePlex Respiratory Pathogen Panel 2* | SARS-CoV-2 Result | nasopharyngeal swabs (NPS) (258500001^Nasopharyngeal swab^SCT) | Detected (260373001^Detected^SCT) Not detected (260415000^Not Detected^SCT) Invalid (455371000124106^Invalid result^SCT or 125154007^Specimen unsatisfactory for evaluation^SCT) | 94760-6 | SARS-CoV-2 (COVID-19) N gene [Presence] in Nasopharynx by NAA with probe detection | 78922-2 | Respiratory pathogens DNA and RNA panel - Nasopharynx by NAA with probe detection |  |  |  | ePlex Respiratory Pathogen Panel 2_GenMark Diagnostics, Inc. | EUA | GenMark ePlex instrument_GenMarkDx | MNI | SARS coronavirus 2 N gene | PrThr | Pt | Nph | Ord | Probe.amp.tar | 20201021 | 2.68
GenMark Diagnostics, Inc. | ePlex Respiratory Pathogen Panel 2* | adenovirus result | nasopharyngeal swabs (NPS) (258500001^Nasopharyngeal swab^SCT) | Detected (260373001^Detected^SCT) Not detected (260415000^Not Detected^SCT) Invalid (455371000124106^Invalid result^SCT or 125154007^Specimen unsatisfactory for evaluation^SCT) | 76070-2 | Adenovirus DNA [Presence] in Nasopharynx by NAA with probe detection | 78922-2 | Respiratory pathogens DNA and RNA panel - Nasopharynx by NAA with probe detection |  |  |  | ePlex Respiratory Pathogen Panel 2_GenMark Diagnostics, Inc. | EUA | GenMark ePlex instrument_GenMarkDx | MNI | Adenovirus DNA | PrThr | Pt | Nph | Ord | Probe.amp.tar | 20201021 | 2.68
GenMark Diagnostics, Inc. | ePlex Respiratory Pathogen Panel 2* | coronavirus 229E result | nasopharyngeal swabs (NPS) (258500001^Nasopharyngeal swab^SCT) | Detected (260373001^Detected^SCT) Not detected (260415000^Not Detected^SCT) Invalid (455371000124106^Invalid result^SCT or 125154007^Specimen unsatisfactory for evaluation^SCT) | 88610-1 | Human coronavirus 229E RNA [Presence] in Upper respiratory specimen by NAA with probe detection | 78922-2 | Respiratory pathogens DNA and RNA panel - Nasopharynx by NAA with probe detection |  |  |  | ePlex Respiratory Pathogen Panel 2_GenMark Diagnostics, Inc. | EUA | GenMark ePlex instrument_GenMarkDx | MNI | Human coronavirus 229E RNA | PrThr | Pt | Respiratory.upper | Ord | Probe.amp.tar | 20201021 | 2.68
GenMark Diagnostics, Inc. | ePlex Respiratory Pathogen Panel 2* | coronavirus HKU1 result | nasopharyngeal swabs (NPS) (258500001^Nasopharyngeal swab^SCT) | Detected (260373001^Detected^SCT) Not detected (260415000^Not Detected^SCT) Invalid (455371000124106^Invalid result^SCT or 125154007^Specimen unsatisfactory for evaluation^SCT) | 88604-4 | Human coronavirus HKU1 RNA [Presence] in Upper respiratory specimen by NAA with probe detection | 78922-2 | Respiratory pathogens DNA and RNA panel - Nasopharynx by NAA with probe detection |  |  |  | ePlex Respiratory Pathogen Panel 2_GenMark Diagnostics, Inc. | EUA | GenMark ePlex instrument_GenMarkDx | MNI | Human coronavirus HKU1 RNA | PrThr | Pt | Respiratory.upper | Ord | Probe.amp.tar | 20201021 | 2.68
GenMark Diagnostics, Inc. | ePlex Respiratory Pathogen Panel 2* | coronavirus NL63, result | nasopharyngeal swabs (NPS) (258500001^Nasopharyngeal swab^SCT) | Detected (260373001^Detected^SCT) Not detected (260415000^Not Detected^SCT) Invalid (455371000124106^Invalid result^SCT or 125154007^Specimen unsatisfactory for evaluation^SCT) | 88618-4 | Human coronavirus NL63 RNA [Presence] in Upper respiratory specimen by NAA with probe detection | 78922-2 | Respiratory pathogens DNA and RNA panel - Nasopharynx by NAA with probe detection |  |  |  | ePlex Respiratory Pathogen Panel 2_GenMark Diagnostics, Inc. | EUA | GenMark ePlex instrument_GenMarkDx | MNI | Human coronavirus NL63 RNA | PrThr | Pt | Respiratory.upper | Ord | Probe.amp.tar | 20201021 | 2.68
GenMark Diagnostics, Inc. | ePlex Respiratory Pathogen Panel 2* | coronavirus OC43 result | nasopharyngeal swabs (NPS) (258500001^Nasopharyngeal swab^SCT) | Detected (260373001^Detected^SCT) Not detected (260415000^Not Detected^SCT) Invalid (455371000124106^Invalid result^SCT or 125154007^Specimen unsatisfactory for evaluation^SCT) | 88626-7 | Human coronavirus OC43 RNA [Presence] in Upper respiratory specimen by NAA with probe detection | 78922-2 | Respiratory pathogens DNA and RNA panel - Nasopharynx by NAA with probe detection |  |  |  | ePlex Respiratory Pathogen Panel 2_GenMark Diagnostics, Inc. | EUA | GenMark ePlex instrument_GenMarkDx | MNI | Human coronavirus OC43 RNA | PrThr | Pt | Respiratory.upper | Ord | Probe.amp.tar | 20201021 | 2.68
GenMark Diagnostics, Inc. | ePlex Respiratory Pathogen Panel 2* | human metapneumovirus result | nasopharyngeal swabs (NPS) (258500001^Nasopharyngeal swab^SCT) | Detected (260373001^Detected^SCT) Not detected (260415000^Not Detected^SCT) Invalid (455371000124106^Invalid result^SCT or 125154007^Specimen unsatisfactory for evaluation^SCT) | 77024-8 | Human metapneumovirus RNA [Presence] in Nasopharynx by NAA with probe detection | 78922-2 | Respiratory pathogens DNA and RNA panel - Nasopharynx by NAA with probe detection |  |  |  | ePlex Respiratory Pathogen Panel 2_GenMark Diagnostics, Inc. | EUA | GenMark ePlex instrument_GenMarkDx | MNI | Human metapneumovirus RNA | PrThr | Pt | Nph | Ord | Probe.amp.tar | 20201021 | 2.68
GenMark Diagnostics, Inc. | ePlex Respiratory Pathogen Panel 2* | human rhinovirus/enterovirus result | nasopharyngeal swabs (NPS) (258500001^Nasopharyngeal swab^SCT) | Detected (260373001^Detected^SCT) Not detected (260415000^Not Detected^SCT) Invalid (455371000124106^Invalid result^SCT or 125154007^Specimen unsatisfactory for evaluation^SCT) | 88721-6 | Rhinovirus+Enterovirus RNA [Presence] in Nasopharynx by NAA with probe detection | 78922-2 | Respiratory pathogens DNA and RNA panel - Nasopharynx by NAA with probe detection |  |  |  | ePlex Respiratory Pathogen Panel 2_GenMark Diagnostics, Inc. | EUA | GenMark ePlex instrument_GenMarkDx | MNI | Rhinovirus+enterovirus RNA | PrThr | Pt | Nph | Ord | Probe.amp.tar | 20201021 | 2.68
GenMark Diagnostics, Inc. | ePlex Respiratory Pathogen Panel 2* | influenza A result | nasopharyngeal swabs (NPS) (258500001^Nasopharyngeal swab^SCT) | Detected (260373001^Detected^SCT) Not detected (260415000^Not Detected^SCT) Invalid (455371000124106^Invalid result^SCT or 125154007^Specimen unsatisfactory for evaluation^SCT) | 76078-5 | Influenza virus A RNA [Presence] in Nasopharynx by NAA with probe detection | 78922-2 | Respiratory pathogens DNA and RNA panel - Nasopharynx by NAA with probe detection |  |  |  | ePlex Respiratory Pathogen Panel 2_GenMark Diagnostics, Inc. | EUA | GenMark ePlex instrument_GenMarkDx | MNI | Influenza virus A RNA | PrThr | Pt | Nph | Ord | Probe.amp.tar | 20201021 | 2.68
GenMark Diagnostics, Inc. | ePlex Respiratory Pathogen Panel 2* | influenza A H1 result | nasopharyngeal swabs (NPS) (258500001^Nasopharyngeal swab^SCT) | Detected (260373001^Detected^SCT) Not detected (260415000^Not Detected^SCT) Invalid (455371000124106^Invalid result^SCT or 125154007^Specimen unsatisfactory for evaluation^SCT) | 77026-3 | Influenza virus A H1 RNA [Presence] in Nasopharynx by NAA with probe detection | 78922-2 | Respiratory pathogens DNA and RNA panel - Nasopharynx by NAA with probe detection |  |  |  | ePlex Respiratory Pathogen Panel 2_GenMark Diagnostics, Inc. | EUA | GenMark ePlex instrument_GenMarkDx | MNI | Influenza virus A H1 RNA | PrThr | Pt | Nph | Ord | Probe.amp.tar | 20201021 | 2.68
GenMark Diagnostics, Inc. | ePlex Respiratory Pathogen Panel 2* | influenza A H1-2009 result | nasopharyngeal swabs (NPS) (258500001^Nasopharyngeal swab^SCT) | Detected (260373001^Detected^SCT) Not detected (260415000^Not Detected^SCT) Invalid (455371000124106^Invalid result^SCT or 125154007^Specimen unsatisfactory for evaluation^SCT) | 77028-9 | Influenza virus A H1 2009 pandemic RNA [Presence] in Nasopharynx by NAA with probe detection | 78922-2 | Respiratory pathogens DNA and RNA panel - Nasopharynx by NAA with probe detection |  |  |  | ePlex Respiratory Pathogen Panel 2_GenMark Diagnostics, Inc. | EUA | GenMark ePlex instrument_GenMarkDx | MNI | Influenza virus A H1 2009 pandemic RNA | PrThr | Pt | Nph | Ord | Probe.amp.tar | 20201021 | 2.68
GenMark Diagnostics, Inc. | ePlex Respiratory Pathogen Panel 2* | influenza A H3 result | nasopharyngeal swabs (NPS) (258500001^Nasopharyngeal swab^SCT) | Detected (260373001^Detected^SCT) Not detected (260415000^Not Detected^SCT) Invalid (455371000124106^Invalid result^SCT or 125154007^Specimen unsatisfactory for evaluation^SCT) | 77027-1 | Influenza virus A H3 RNA [Presence] in Nasopharynx by NAA with probe detection | 78922-2 | Respiratory pathogens DNA and RNA panel - Nasopharynx by NAA with probe detection |  |  |  | ePlex Respiratory Pathogen Panel 2_GenMark Diagnostics, Inc. | EUA | GenMark ePlex instrument_GenMarkDx | MNI | Influenza virus A H3 RNA | PrThr | Pt | Nph | Ord | Probe.amp.tar | 20201021 | 2.68
GenMark Diagnostics, Inc. | ePlex Respiratory Pathogen Panel 2* | influenza B result | nasopharyngeal swabs (NPS) (258500001^Nasopharyngeal swab^SCT) | Detected (260373001^Detected^SCT) Not detected (260415000^Not Detected^SCT) Invalid (455371000124106^Invalid result^SCT or 125154007^Specimen unsatisfactory for evaluation^SCT) | 76080-1 | Influenza virus B RNA [Presence] in Nasopharynx by NAA with probe detection | 78922-2 | Respiratory pathogens DNA and RNA panel - Nasopharynx by NAA with probe detection |  |  |  | ePlex Respiratory Pathogen Panel 2_GenMark Diagnostics, Inc. | EUA | GenMark ePlex instrument_GenMarkDx | MNI | Influenza virus B RNA | PrThr | Pt | Nph | Ord | Probe.amp.tar | 20201021 | 2.68
GenMark Diagnostics, Inc. | ePlex Respiratory Pathogen Panel 2* | parainfluenza virus 1 result | nasopharyngeal swabs (NPS) (258500001^Nasopharyngeal swab^SCT) | Detected (260373001^Detected^SCT) Not detected (260415000^Not Detected^SCT) Invalid (455371000124106^Invalid result^SCT or 125154007^Specimen unsatisfactory for evaluation^SCT) | 76084-3 | Parainfluenza virus 1 RNA [Presence] in Nasopharynx by NAA with probe detection | 78922-2 | Respiratory pathogens DNA and RNA panel - Nasopharynx by NAA with probe detection |  |  |  | ePlex Respiratory Pathogen Panel 2_GenMark Diagnostics, Inc. | EUA | GenMark ePlex instrument_GenMarkDx | MNI | Parainfluenza virus 1 RNA | PrThr | Pt | Nph | Ord | Probe.amp.tar | 20201021 | 2.68
GenMark Diagnostics, Inc. | ePlex Respiratory Pathogen Panel 2* | parainfluenza virus 2 result | nasopharyngeal swabs (NPS) (258500001^Nasopharyngeal swab^SCT) | Detected (260373001^Detected^SCT) Not detected (260415000^Not Detected^SCT) Invalid (455371000124106^Invalid result^SCT or 125154007^Specimen unsatisfactory for evaluation^SCT) | 76085-0 | Parainfluenza virus 2 RNA [Presence] in Nasopharynx by NAA with probe detection | 78922-2 | Respiratory pathogens DNA and RNA panel - Nasopharynx by NAA with probe detection |  |  |  | ePlex Respiratory Pathogen Panel 2_GenMark Diagnostics, Inc. | EUA | GenMark ePlex instrument_GenMarkDx | MNI | Parainfluenza virus 2 RNA | PrThr | Pt | Nph | Ord | Probe.amp.tar | 20201021 | 2.68
GenMark Diagnostics, Inc. | ePlex Respiratory Pathogen Panel 2* | parainfluenza virus 3 result | nasopharyngeal swabs (NPS) (258500001^Nasopharyngeal swab^SCT) | Detected (260373001^Detected^SCT) Not detected (260415000^Not Detected^SCT) Invalid (455371000124106^Invalid result^SCT or 125154007^Specimen unsatisfactory for evaluation^SCT) | 76086-8 | Parainfluenza virus 3 RNA [Presence] in Nasopharynx by NAA with probe detection | 78922-2 | Respiratory pathogens DNA and RNA panel - Nasopharynx by NAA with probe detection |  |  |  | ePlex Respiratory Pathogen Panel 2_GenMark Diagnostics, Inc. | EUA | GenMark ePlex instrument_GenMarkDx | MNI | Parainfluenza virus 3 RNA | PrThr | Pt | Nph | Ord | Probe.amp.tar | 20201021 | 2.68
GenMark Diagnostics, Inc. | ePlex Respiratory Pathogen Panel 2* | parainfluenza virus 4 result | nasopharyngeal swabs (NPS) (258500001^Nasopharyngeal swab^SCT) | Detected (260373001^Detected^SCT) Not detected (260415000^Not Detected^SCT) Invalid (455371000124106^Invalid result^SCT or 125154007^Specimen unsatisfactory for evaluation^SCT) | 76087-6 | Parainfluenza virus 4 RNA [Presence] in Nasopharynx by NAA with probe detection | 78922-2 | Respiratory pathogens DNA and RNA panel - Nasopharynx by NAA with probe detection |  |  |  | ePlex Respiratory Pathogen Panel 2_GenMark Diagnostics, Inc. | EUA | GenMark ePlex instrument_GenMarkDx | MNI | Parainfluenza virus 4 RNA | PrThr | Pt | Nph | Ord | Probe.amp.tar | 20201021 | 2.68
GenMark Diagnostics, Inc. | ePlex Respiratory Pathogen Panel 2* | respiratory syncytial virus (RSV) A result | nasopharyngeal swabs (NPS) (258500001^Nasopharyngeal swab^SCT) | Detected (260373001^Detected^SCT) Not detected (260415000^Not Detected^SCT) Invalid (455371000124106^Invalid result^SCT or 125154007^Specimen unsatisfactory for evaluation^SCT) | 77022-2 | Respiratory syncytial virus A RNA [Presence] in Nasopharynx by NAA with probe detection | 78922-2 | Respiratory pathogens DNA and RNA panel - Nasopharynx by NAA with probe detection |  |  |  | ePlex Respiratory Pathogen Panel 2_GenMark Diagnostics, Inc. | EUA | GenMark ePlex instrument_GenMarkDx | MNI | Respiratory syncytial virus A RNA | PrThr | Pt | Nph | Ord | Probe.amp.tar | 20201021 | 2.68
GenMark Diagnostics, Inc. | ePlex Respiratory Pathogen Panel 2* | respiratory syncytial virus (RSV) B result | nasopharyngeal swabs (NPS) (258500001^Nasopharyngeal swab^SCT) | Detected (260373001^Detected^SCT) Not detected (260415000^Not Detected^SCT) Invalid (455371000124106^Invalid result^SCT or 125154007^Specimen unsatisfactory for evaluation^SCT) | 77023-0 | Respiratory syncytial virus B RNA [Presence] in Nasopharynx by NAA with probe detection | 78922-2 | Respiratory pathogens DNA and RNA panel - Nasopharynx by NAA with probe detection |  |  |  | ePlex Respiratory Pathogen Panel 2_GenMark Diagnostics, Inc. | EUA | GenMark ePlex instrument_GenMarkDx | MNI | Respiratory syncytial virus B RNA | PrThr | Pt | Nph | Ord | Probe.amp.tar | 20201021 | 2.68
GenMark Diagnostics, Inc. | ePlex Respiratory Pathogen Panel 2* | Chlamydia pneumoniae result | nasopharyngeal swabs (NPS) (258500001^Nasopharyngeal swab^SCT) | Detected (260373001^Detected^SCT) Not detected (260415000^Not Detected^SCT) Invalid (455371000124106^Invalid result^SCT or 125154007^Specimen unsatisfactory for evaluation^SCT) | 88718-2 | Chlamydophila pneumoniae DNA [Presence] in Nasopharynx by NAA with probe detection | 78922-2 | Respiratory pathogens DNA and RNA panel - Nasopharynx by NAA with probe detection |  |  |  | ePlex Respiratory Pathogen Panel 2_GenMark Diagnostics, Inc. | EUA | GenMark ePlex instrument_GenMarkDx | MNI | Chlamydophila pneumoniae DNA | PrThr | Pt | Nph | Ord | Probe.amp.tar | 20201021 | 2.68
GenMark Diagnostics, Inc. | ePlex Respiratory Pathogen Panel 2* | Mycoplasma pneumoniae result | nasopharyngeal swabs (NPS) (258500001^Nasopharyngeal swab^SCT) | Detected (260373001^Detected^SCT) Not detected (260415000^Not Detected^SCT) Invalid (455371000124106^Invalid result^SCT or 125154007^Specimen unsatisfactory for evaluation^SCT) | 88720-8 | Mycoplasma pneumoniae DNA [Presence] in Nasopharynx by NAA with probe detection | 78922-2 | Respiratory pathogens DNA and RNA panel - Nasopharynx by NAA with probe detection |  |  |  | ePlex Respiratory Pathogen Panel 2_GenMark Diagnostics, Inc. | EUA | GenMark ePlex instrument_GenMarkDx | MNI | Mycoplasma pneumoniae DNA | PrThr | Pt | Nph | Ord | Probe.amp.tar | 20201021 | 2.68
GenoSensor, LLC | GS COVID-19 RT-PCR KIT* | SARS-CoV-2 nucleic acid | Nasal swab (445297001^Swab of internal nose^SCT) Mid-turbinate nasal swabs(1293160008^Swab from middle region of inferior nasal meatus^SCT) nasopharyngeal swab (258500001^Nasopharyngeal swab^SCT) oropharyngeal swabs (258529004^Throat swab^SCT) nasopharyngeal/oropharyngeal swab (433801000124107^Nasopharyngeal and oropharyngeal swab^SCT) | SARS-CoV-2 Detected (260373001^Detected^SCT) SARS-CoV-2 Not detected (260415000^Not detected^SCT) Inconclusive (419984006^Inconclusive^SCT) Invalid (455371000124106^Invalid result^SCT) | 94500-6 | SARS coronavirus 2 RNA [Presence] in Respiratory specimen by NAA with probe detection | 94531-1 | SARS coronavirus 2 RNA panel - Respiratory specimen by NAA with probe detection |  |  |  | GS COVID-19 RT-PCR KIT_GenoSensor, LLC | EUA | 10190302000222 | DII | SARS coronavirus 2 RNA | PrThr | Pt | Respiratory | Ord | Probe.amp.tar | 20200602 | 2.68
GenScript USA Inc. | cPass SARS-CoV-2 Neutralization Antibody Detection Kit | SARS-CoV-2 Neutralizing Antibodies Result Interpretation | serum (119364003^Serum specimen^SCT) plasma (119361006^Plasma specimen^SCT) | Neutralizing antibodies for SARS-CoV-2 are detected (10828004^Positive^SCT) Neutralizing antibodies for SARS-CoV-2 are not detected (260385009^Negative^SCT) | 96603-6 | SARS-CoV-2 (COVID-19) S protein RBD neutralizing antibody [Presence] in Serum or Plasma by sVNT | 96603-6 | SARS-CoV-2 (COVID-19) S protein RBD neutralizing antibody [Presence] in Serum or Plasma by sVNT |  |  |  | cPass SARS-CoV-2 Neutralization Antibody Detection Kit_GenScript USA Inc. | EUA | a microplate reader_NA | MNI | SARS coronavirus 2 spike protein RBD Ab.neut | PrThr | Pt | Ser/Plas | Ord | sVNT | 20230308 | 2.74
George Washington University Public Health Laboratory | LDT: GWU SARS-CoV-2 RT-PCR Test* | SARS-CoV-2 Result Interpretation | nasal swabs (445297001^Swab of internal nose^SCT) mid-turbinate swabs (1293160008^Swab from middle region of inferior nasal meatus^SCT) nasopharyngeal swabs (258500001^Nasopharyngeal swab^SCT) oropharyngeal swabs (258529004^Throat swab^SCT) BAL (258607008^Bronchoalveolar lavage fluid sample^SCT) | SARS-CoV-2 Detected (260373001^Detected^SCT) Inconclusive Result (419984006^Inconclusive^SCT) SARS-CoV-2 NotDetected (260415000^Not Detected^SCT) Invalid Result (455371000124106^Invalid result^SCT or 125154007^Specimen unsatisfactory for evaluation^SCT) | 94533-7 | SARS-CoV-2 (COVID-19) N gene [Presence] in Respiratory specimen by NAA with probe detection | 94531-1 | SARS-CoV-2 (COVID-19) RNA panel - Respiratory specimen by NAA with probe detection | Testing is limited to GWU Public Health Laboratory, 800 22nd St. NW, Washington, DC 20052 |  |  | GWU SARS-CoV-2 RT-PCR Test_George Washington University Public Health Laboratory | EUA | LightCycler 480 Instrument_Roche | MNI | SARS coronavirus 2 N gene | PrThr | Pt | Respiratory | Ord | Probe.amp.tar | 20200818 | 2.68
GK Pharmaceuticals Contract Manufacturing Operations | GK ACCU-RIGHT SARS-CoV-2 RT-PCR KIT* | SARS-CoV-2 Report | nasopharyngeal swabs (258500001^Nasopharyngeal swab^SCT) oropharyngeal swabs (258529004^Throat swab^SCT) mid-turbinate nasal swabs (1293160008^Swab from middle region of inferior nasal meatus^SCT) nasal swabs (445297001^Swab of internal nose^SCT) 433801000124107^Nasopharyngeal and oropharyngeal swab^SCT | Detected. Positive for SARS-CoV-2 (260373001^Detected^SCT) Presumptive Positive for SARS-CoV-2 (720735008^Presumptive positive^SCT) Not detected (260415000^Not Detected^SCT) Invalid Result (455371000124106^Invalid result^SCT or 125154007^Specimen unsatisfactory for evaluation^SCT) | 94533-7 | SARS-CoV-2 (COVID-19) N gene [Presence] in Respiratory specimen by NAA with probe detection | 94531-1 | SARS-CoV-2 (COVID-19) RNA panel - Respiratory specimen by NAA with probe detection |  |  |  | GK ACCU-RIGHT SARS-CoV-2 RT-PCR KIT_GK Pharmaceuticals Contract Manufacturing Operations | EUA | 10190302000222 | DII | SARS coronavirus 2 N gene | PrThr | Pt | Respiratory | Ord | Probe.amp.tar | 20201028 | 2.68
Gnomegen LLC | Gnomegen COVID-19 RT-Digital PCR Detection Kit* | COVID-19 Result Interpretation | Nasal swab (445297001^Swab of internal nose^SCT) nasopharyngeal swab (258500001^Nasopharyngeal swab^SCT) oropharyngeal swab (258529004^Throat swab^SCT) | SARS-CoV-2 detected (260373001^Detected^SCT) SARS-CoV-2 not detected (260415000^Not detected^SCT) inconclusive (455371000124106^Invalid result^SCT or 125154007^Specimen unsatisfactory for evaluation^SCT) | 94533-7 | SARS coronavirus 2 N gene [Presence] in Respiratory specimen by NAA with probe detection | 94531-1 | SARS coronavirus 2 RNA panel - Respiratory specimen by NAA with probe detection |  |  |  | Gnomegen COVID-19 RT-Digital PCR Detection Kit_Gnomegen LLC | EUA | Real Time Digital PCR Instrument_Gnomegen | MNI | SARS coronavirus 2 N gene | PrThr | Pt | Respiratory | Ord | Probe.amp.tar | 20220727 | 2.68
Gnomegen LLC | Gnomegen COVID-19 RT-Digital PCR Detection Kit* | COVID-19 Result Interpretation | Nasal swab (445297001^Swab of internal nose^SCT) nasopharyngeal swab (258500001^Nasopharyngeal swab^SCT) oropharyngeal swab (258529004^Throat swab^SCT) | SARS-CoV-2 detected (260373001^Detected^SCT) SARS-CoV-2 not detected (260415000^Not detected^SCT) inconclusive (455371000124106^Invalid result^SCT or 125154007^Specimen unsatisfactory for evaluation^SCT) | 94533-7 | SARS coronavirus 2 N gene [Presence] in Respiratory specimen by NAA with probe detection | 94531-1 | SARS coronavirus 2 RNA panel - Respiratory specimen by NAA with probe detection |  |  |  | Gnomegen COVID-19 RT-Digital PCR Detection Kit_Gnomegen LLC | EUA | ABI QuantStudio 3D Digital PCR_Thermo Fisher | MNI | SARS coronavirus 2 N gene | PrThr | Pt | Respiratory | Ord | Probe.amp.tar | 20220727 | 2.68
Gnomegen LLC | Gnomegen COVID-19-RT-qPCR Detection Kit* | SARS-CoV-2 Result Interpretation | nasopharyngeal swabs (258500001^Nasopharyngeal swab^SCT) oropharyngeal swabs (258529004^Throat swab^SCT) | Positive (260373001^Detected^SCT) Negative (260415000^Not detected^SCT) Inconclusive (419984006^Inconclusive^SCT) Invalid Result (455371000124106^Invalid result^SCT or 125154007^Specimen unsatisfactory for evaluation^SCT) | 94533-7 | SARS coronavirus 2 N gene [Presence] in Respiratory specimen by NAA with probe detection | 94531-1 | SARS coronavirus 2 RNA panel - Respiratory specimen by NAA with probe detection |  |  |  | Gnomegen COVID-19-RT-qPCR Detection Kit_Gnomegen LLC | EUA | 10190302000222 | DII | SARS coronavirus 2 N gene | PrThr | Pt | Respiratory | Ord | Probe.amp.tar | 20200519 | 2.68
Gravity Diagnostics, LLC | Gravity Diagnostics COVID-19 Assay* | SARS-CoV-2 Result Interpretation | Nasal swab (445297001^Swab of internal nose^SCT) nasopharyngeal swab (258500001^Nasopharyngeal swab^SCT) oropharyngeal swabs (258529004^Throat swab^SCT) BAL (258607008^Bronchoalveolar lavage fluid sample^SCT) | Positive (260373001^Detected^SCT) Negative (260415000^Not detected^SCT) Invalid (455371000124106^Invalid result^SCT or 125154007^Specimen unsatisfactory for evaluation^SCT) | 94533-7 | SARS Coronavirus 2 N gene [Presence] in Respiratory specimen by NAA with probe detection | 94531-1 | SARS coronavirus 2 RNA panel - Respiratory specimen by NAA with probe detection |  |  |  | Gravity Diagnostics COVID-19 Assay_Gravity Diagnostics, LLC | EUA | ABI QuantStudio 12K Flex_Thermo Fisher | MNI | SARS coronavirus 2 N gene | PrThr | Pt | Respiratory | Ord | Probe.amp.tar | 20220727 | 2.68
Gravity Diagnostics, LLC | Gravity Diagnostics COVID-19 Assay* | SARS-CoV-2 Result Interpretation | Nasal swab (445297001^Swab of internal nose^SCT) nasopharyngeal swab (258500001^Nasopharyngeal swab^SCT) oropharyngeal swabs (258529004^Throat swab^SCT) BAL (258607008^Bronchoalveolar lavage fluid sample^SCT) | Positive (260373001^Detected^SCT) Negative (260415000^Not detected^SCT) Invalid (455371000124106^Invalid result^SCT or 125154007^Specimen unsatisfactory for evaluation^SCT) | 94533-7 | SARS Coronavirus 2 N gene [Presence] in Respiratory specimen by NAA with probe detection | 94531-1 | SARS coronavirus 2 RNA panel - Respiratory specimen by NAA with probe detection |  |  |  | Gravity Diagnostics COVID-19 Assay_Gravity Diagnostics, LLC | EUA | ABI QuantStudio 7 Flex_Thermo Fisher | MNI | SARS coronavirus 2 N gene | PrThr | Pt | Respiratory | Ord | Probe.amp.tar | 20220727 | 2.68
Gravity Diagnostics, LLC | LDT: Gravity Diagnostics SARS-CoV-2 RT-PCR Assay* | SARS-CoV-2 Result Interpretation | anterior nasal (697989009^Anterior nares swab^SCT) mid-turbinate nasal (1293160008^Swab from middle region of inferior nasal meatus^SCT) nasal swab (445297001^Swab of internal nose^SCT) nasopharyngeal (NP) (258500001^Nasopharyngeal swab^SCT) oropharyngeal (OP) swab (258529004^Throat swab^SCT) | Invalid (455371000124106^Invalid result^SCT or 125154007^Specimen unsatisfactory for evaluation^SCT) SARS-CoV-2 Not Detected (260415000^Not Detected^SCT) SARS-CoV-2 Inconclusive (419984006^Inconclusive^SCT) SARS-CoV-2 Positive (260373001^Detected^SCT) | 94500-6 | SARS-CoV-2 (COVID-19) RNA [Presence] in Respiratory specimen by NAA with probe detection | 94531-1 | SARS-CoV-2 (COVID-19) RNA panel - Respiratory specimen by NAA with probe detection | Testing is limited to Gravity Diagnostics, LLC, located at 632 Russell Street, Covington, KY 41011 and 812 Russell Street, Covington, KY 41011, which are certified under the Clinical Laboratory Improvement Amendments of 1988 (CLIA), 42 U.S.C. §263a, and meet requirements to perform high complexity tests. |  |  | Gravity Diagnostics SARS-CoV-2 RT-PCR Assay_Gravity Diagnostics, LLC | EUA | ABI QuantStudio 7 Flex_Thermo Fisher | MNI | SARS coronavirus 2 RNA | PrThr | Pt | Respiratory | Ord | Probe.amp.tar | 20210908 | 2.68
Gravity Diagnostics, LLC | LDT: Gravity Diagnostics SARS-CoV-2 RT-PCR Assay* | SARS-CoV-2 Result Interpretation | anterior nasal (697989009^Anterior nares swab^SCT) mid-turbinate nasal (1293160008^Swab from middle region of inferior nasal meatus^SCT) nasal swab (445297001^Swab of internal nose^SCT) nasopharyngeal (NP) (258500001^Nasopharyngeal swab^SCT) oropharyngeal (OP) swab (258529004^Throat swab^SCT) | Invalid (455371000124106^Invalid result^SCT or 125154007^Specimen unsatisfactory for evaluation^SCT) SARS-CoV-2 Not Detected (260415000^Not Detected^SCT) SARS-CoV-2 Inconclusive (419984006^Inconclusive^SCT) SARS-CoV-2 Positive (260373001^Detected^SCT) | 94500-6 | SARS-CoV-2 (COVID-19) RNA [Presence] in Respiratory specimen by NAA with probe detection | 94531-1 | SARS-CoV-2 (COVID-19) RNA panel - Respiratory specimen by NAA with probe detection | Testing is limited to Gravity Diagnostics, LLC, located at 632 Russell Street, Covington, KY 41011 and 812 Russell Street, Covington, KY 41011, which are certified under the Clinical Laboratory Improvement Amendments of 1988 (CLIA), 42 U.S.C. §263a, and meet requirements to perform high complexity tests. |  |  | Gravity Diagnostics SARS-CoV-2 RT-PCR Assay_Gravity Diagnostics, LLC | EUA | ABI QuantStudio 12K Flex_Thermo Fisher | MNI | SARS coronavirus 2 RNA | PrThr | Pt | Respiratory | Ord | Probe.amp.tar | 20210908 | 2.68
Gravity Diagnostics, LLC | LDT: Gravity Diagnostics SARS-CoV-2 RT-PCR Assay* | SARS-CoV-2 Result Interpretation | saliva specimens (258560004^Oral saliva sample^SCT) | Invalid (455371000124106^Invalid result^SCT or 125154007^Specimen unsatisfactory for evaluation^SCT) SARS-CoV-2 Not Detected (260415000^Not Detected^SCT) SARS-CoV-2 Inconclusive (419984006^Inconclusive^SCT) SARS-CoV-2 Positive (260373001^Detected^SCT) | 94845-5 | SARS-CoV-2 (COVID-19) RNA [Presence] in Saliva (oral fluid) by NAA with probe detection | 95826-4 | SARS-CoV-2 (COVID-19) RNA panel - Saliva (oral fluid) by NAA with probe detection | Testing is limited to Gravity Diagnostics, LLC, located at 632 Russell Street, Covington, KY 41011 and 812 Russell Street, Covington, KY 41011, which are certified under the Clinical Laboratory Improvement Amendments of 1988 (CLIA), 42 U.S.C. §263a, and meet requirements to perform high complexity tests. |  |  | Gravity Diagnostics SARS-CoV-2 RT-PCR Assay_Gravity Diagnostics, LLC | EUA | ABI QuantStudio 7 Flex_Thermo Fisher | MNI | SARS coronavirus 2 RNA | PrThr | Pt | Saliva | Ord | Probe.amp.tar | 20210908 | 2.68
Gravity Diagnostics, LLC | LDT: Gravity Diagnostics SARS-CoV-2 RT-PCR Assay* | SARS-CoV-2 Result Interpretation | saliva specimens (258560004^Oral saliva sample^SCT) | Invalid (455371000124106^Invalid result^SCT or 125154007^Specimen unsatisfactory for evaluation^SCT) SARS-CoV-2 Not Detected (260415000^Not Detected^SCT) SARS-CoV-2 Inconclusive (419984006^Inconclusive^SCT) SARS-CoV-2 Positive (260373001^Detected^SCT) | 94845-5 | SARS-CoV-2 (COVID-19) RNA [Presence] in Saliva (oral fluid) by NAA with probe detection | 95826-4 | SARS-CoV-2 (COVID-19) RNA panel - Saliva (oral fluid) by NAA with probe detection | Testing is limited to Gravity Diagnostics, LLC, located at 632 Russell Street, Covington, KY 41011 and 812 Russell Street, Covington, KY 41011, which are certified under the Clinical Laboratory Improvement Amendments of 1988 (CLIA), 42 U.S.C. §263a, and meet requirements to perform high complexity tests. |  |  | Gravity Diagnostics SARS-CoV-2 RT-PCR Assay_Gravity Diagnostics, LLC | EUA | ABI QuantStudio 12K Flex_Thermo Fisher | MNI | SARS coronavirus 2 RNA | PrThr | Pt | Saliva | Ord | Probe.amp.tar | 20210908 | 2.68
Gravity Diagnostics, LLC | LDT: Gravity Diagnostics SARS-CoV-2 RT-PCR for use with DTC kits* | SARS-CoV-2 Result | anterior nasal swabs (697989009^Anterior nares swab^SCT) | Invalid (455371000124106^Invalid result^SCT or 125154007^Specimen unsatisfactory for evaluation^SCT) SARS-CoV-2 Not Detected (260415000^Not Detected^SCT) SARS-CoV-2 Inconclusive (419984006^Inconclusive^SCT) SARS-CoV-2 Positive (260373001^Detected^SCT) | 94500-6 | SARS-CoV-2 (COVID-19) RNA [Presence] in Respiratory specimen by NAA with probe detection | 94531-1 | SARS-CoV-2 (COVID-19) RNA panel - Respiratory specimen by NAA with probe detection | Testing of self-collected anterior nasal swab specimens is limited to Gravity Diagnostics, LLC, located at 632 Russell Street, Covington, KY 41011 and 812 Russell Street, Covington, KY 41011, which are certified under the Clinical Laboratory Improvement Amendments of 1988 (CLIA), 42 U.S.C. §263a, and meet requirements to perform high complexity tests. |  |  | Gravity Diagnostics SARS-CoV-2 RT-PCR for use with DTC kits_Gravity Diagnostics, LLC | EUA | ABI QuantStudio 7 Flex_Thermo Fisher | MNI | SARS coronavirus 2 RNA | PrThr | Pt | Respiratory | Ord | Probe.amp.tar | 20210224 | 2.69
Gravity Diagnostics, LLC | LDT: Gravity Diagnostics SARS-CoV-2 RT-PCR for use with DTC kits* | SARS-CoV-2 Result | anterior nasal swabs (697989009^Anterior nares swab^SCT) | Invalid (455371000124106^Invalid result^SCT or 125154007^Specimen unsatisfactory for evaluation^SCT) SARS-CoV-2 Not Detected (260415000^Not Detected^SCT) SARS-CoV-2 Inconclusive (419984006^Inconclusive^SCT) SARS-CoV-2 Positive (260373001^Detected^SCT) | 94500-6 | SARS-CoV-2 (COVID-19) RNA [Presence] in Respiratory specimen by NAA with probe detection | 94531-1 | SARS-CoV-2 (COVID-19) RNA panel - Respiratory specimen by NAA with probe detection | Testing of self-collected anterior nasal swab specimens is limited to Gravity Diagnostics, LLC, located at 632 Russell Street, Covington, KY 41011 and 812 Russell Street, Covington, KY 41011, which are certified under the Clinical Laboratory Improvement Amendments of 1988 (CLIA), 42 U.S.C. §263a, and meet requirements to perform high complexity tests. |  |  | Gravity Diagnostics SARS-CoV-2 RT-PCR for use with DTC kits_Gravity Diagnostics, LLC | EUA | ABI QuantStudio 12K Flex_Thermo Fisher | MNI | SARS coronavirus 2 RNA | PrThr | Pt | Respiratory | Ord | Probe.amp.tar | 20210224 | 2.69
Grifols Diagnostic Solutions Inc. | Procleix SARS-CoV-2 Assay | SARS-CoV-2 RNA Specimen Interpretation | anterior nasal swabs (697989009^Anterior nares swab^SCT) mid-turbinate nasal swabs (1293160008^Swab from middle region of inferior nasal meatus^SCT) nasopharyngeal (NP) (258500001^Nasopharyngeal swab^SCT) oropharyngeal (OP) swabs (258529004^Throat swab^SCT) combined NP/OP swab (433801000124107^Nasopharyngeal and oropharyngeal swab^SCT) nasopharyngeal washes/aspirates (258467004^Nasopharyngeal washings^SCT or 258411007^Nasopharyngeal aspirate^SCT) nasal aspirates (429931000124105^Nasal aspirate specimen^SCT) bronchoalveolar lavage (BAL) specimens (258607008^Bronchoalveolar lavage fluid sample^SCT) | Nonreactive (SARS-CoV-2 Not-Detected) (260415000^Not Detected^SCT) Reactive (SARS-CoV-2 Detected) (260373001^Detected^SCT) Reactive (Presumptive) (720735008^Presumptive positive^SCT) Invalid (455371000124106^Invalid result^SCT or 125154007^Specimen unsatisfactory for evaluation^SCT) | 94500-6 | SARS-CoV-2 (COVID-19) RNA [Presence] in Respiratory specimen by NAA with probe detection | 94500-6 | SARS-CoV-2 (COVID-19) RNA [Presence] in Respiratory specimen by NAA with probe detection |  |  |  | Procleix SARS-CoV-2 Assay_Grifols Diagnostic Solutions Inc. | EUA | Procleix Panther System_Grifols | MNI | SARS coronavirus 2 RNA | PrThr | Pt | Respiratory | Ord | Probe.amp.tar | 20210217 | 2.69
Guardant Health, Inc. | LDT: Guardant-19 | SARS-CoV-2 Result Interpretation | nasopharyngeal (NP) swabs (258500001^Nasopharyngeal swab^SCT) oropharyngeal (OP) swabs (258529004^Throat swab^SCT) nasal swabs (445297001^Swab of internal nose^SCT) anterior nasal swabs (697989009^Anterior nares swab^SCT) mid-turbinate nasal swabs (1293160008^Swab from middle region of inferior nasal meatus^SCT) nasopharyngeal wash/aspirates (258467004^Nasopharyngeal washings^SCT or 258411007^Nasopharyngeal aspirate^SCT) nasal aspirates (429931000124105^Nasal aspirate specimen^SCT) nasal washes (433871000124101^Nasal washings^SCT) | Detected (260373001^Detected^SCT) Not Detected (260415000^Not Detected^SCT) No Call (455371000124106^Invalid result^SCT or 125154007^Specimen unsatisfactory for evaluation^SCT) | 95424-8 | SARS-CoV-2 (COVID-19) RNA [Presence] in Respiratory specimen by Sequencing | 95424-8 | SARS-CoV-2 (COVID-19) RNA [Presence] in Respiratory specimen by Sequencing | Testing is limited to the Guardant Health Clinical Laboratory, 505 Penobscot Drive, Redwood City, CA, 94063, which is certified under the Clinical Laboratory Improvement Amendments of 1988 (CLIA), 42 U.S.C. §263a, and meets requirements to perform high complexity tests. |  |  | Guardant-19_Guardant Health, Inc. | EUA | NextSeq 500 Sequencing System_Illumina | MNI | SARS coronavirus 2 RNA | PrThr | Pt | Respiratory | Ord | Sequencing | 20230308 | 2.74
Guardant Health, Inc. | LDT: Guardant-19 | SARS-CoV-2 Result Interpretation | nasopharyngeal (NP) swabs (258500001^Nasopharyngeal swab^SCT) oropharyngeal (OP) swabs (258529004^Throat swab^SCT) nasal swabs (445297001^Swab of internal nose^SCT) anterior nasal swabs (697989009^Anterior nares swab^SCT) mid-turbinate nasal swabs (1293160008^Swab from middle region of inferior nasal meatus^SCT) nasopharyngeal wash/aspirates (258467004^Nasopharyngeal washings^SCT or 258411007^Nasopharyngeal aspirate^SCT) nasal aspirates (429931000124105^Nasal aspirate specimen^SCT) nasal washes (433871000124101^Nasal washings^SCT) | Detected (260373001^Detected^SCT) Not Detected (260415000^Not Detected^SCT) Invalid (455371000124106^Invalid result^SCT or 125154007^Specimen unsatisfactory for evaluation^SCT) | 95424-8 | SARS-CoV-2 (COVID-19) RNA [Presence] in Respiratory specimen by Sequencing | 95424-8 | SARS-CoV-2 (COVID-19) RNA [Presence] in Respiratory specimen by Sequencing | Testing is limited to the Guardant Health Clinical Laboratory, 505 Penobscot Drive, Redwood City, CA, 94063, which is certified under the Clinical Laboratory Improvement Amendments of 1988 (CLIA), 42 U.S.C. §263a, and meets requirements to perform high complexity tests. |  |  | Guardant-19_Guardant Health, Inc. | EUA | NextSeq 550 Sequencing System_Illumina | MNI | SARS coronavirus 2 RNA | PrThr | Pt | Respiratory | Ord | Sequencing | 20230308 | 2.74
Hackensack University Medical Center (HUMC) Molecular Pathology Laboratory | LDT: CDI Enhanced COVID-19 Test* | SARS-CoV-2 Result Interpretation | Nasal swab (445297001^Swab of internal nose^SCT) mid-turbinate nasal swab (1293160008^Swab from middle region of inferior nasal meatus^SCT) nasopharyngeal swab (258500001^Nasopharyngeal swab^SCT) oropharyngeal swab (258529004^Throat swab^SCT) nasopharyngeal wash/aspirates (258467004^Nasopharyngeal washings^SCT) or (258411007^Nasopharyngeal aspirate^SCT) | SARS-CoV-2 Detected (260373001^Detected^SCT) SARS-CoV-2 Not detected (260415000^Not detected^SCT) SARS-CoV-2 presumptive positive (720735008^Presumptive positive^SCT) | 94500-6 | SARS coronavirus 2 RNA [Presence] in Respiratory specimen by NAA with probe detection | 94500-6 | SARS coronavirus 2 RNA [Presence] in Respiratory specimen by NAA with probe detection |  |  |  | CDI Enhanced COVID-19 Test_Hackensack University Medical Center (HUMC) Molecular Pathology Laboratory | EUA | Mic PCR cycler_Bio Molecular Systems | MNI | SARS coronavirus 2 RNA | PrThr | Pt | Respiratory | Ord | Probe.amp.tar | 20200519 | 2.68
Hangzhou Biotest Biotech | RightSign COVID-19 IgG/IgM Rapid Test Cassette* | SARS-COV-2 IgG antibodies | Serum (119364003^Serum specimen^SCT) Plasma (119361006^Plasma specimen^SCT) Whole Blood (258580003^Whole blood sample^SCT) | Positive (10828004^Positive^SCT) Negative (260385009^Negative^SCT) Invalid (455371000124106^Invalid result^SCT) | 94507-1 | SARS-CoV-2 (COVID19) IgG Ab [Presence] in Serum, Plasma or Blood by Rapid immunoassay | 94503-0 | SARS-CoV-2 (COVID-19) Ab panel - Serum, Plasma or Blood by Rapid immunoassay | This test is also distributed under the brand names: • Premier Biotech COVID-19 IgG/IgM Rapid Test Cassette • CoronaCHEK COVID-19 IgG/IgM Rapid Test Cassette Expect to be reported together with the Rapid IA result for IgM. |  |  | RightSign COVID-19 IgG/IgM Rapid Test Cassette_Hangzhou Biotest Biotech Co., Ltd. | EUA | No Equipment | NA | SARS coronavirus 2 Ab.IgG | PrThr | Pt | Ser/Plas/Bld | Ord | IA.rapid | 20200617 | 2.68
Hangzhou Biotest Biotech | RightSign COVID-19 IgG/IgM Rapid Test Cassette* | SARS-COV-2 IgM antibodies | Serum (119364003^Serum specimen^SCT) Plasma (119361006^Plasma specimen^SCT) Whole Blood (258580003^Whole blood sample^SCT) | Positive (10828004^Positive^SCT) Negative (260385009^Negative^SCT) Invalid (455371000124106^Invalid result^SCT) | 94508-9 | SARS-CoV-2 (COVID19) IgM Ab [Presence] in Serum, Plasma or Blood by Rapid immunoassay | 94503-0 | SARS-CoV-2 (COVID-19) Ab panel - Serum, Plasma or Blood by Rapid immunoassay | This test is also distributed under the brand names: • Premier Biotech COVID-19 IgG/IgM Rapid Test Cassette • CoronaCHEK COVID-19 IgG/IgM Rapid Test Cassette Expect to be reported together with the Rapid IA result for IgG. |  |  | RightSign COVID-19 IgG/IgM Rapid Test Cassette_Hangzhou Biotest Biotech Co., Ltd. | EUA | No Equipment | NA | SARS coronavirus 2 Ab.IgM | PrThr | Pt | Ser/Plas/Bld | Ord | IA.rapid | 20200617 | 2.68
Hangzhou Laihe Biotech | LYHER Novel Coronavirus (2019-nCoV) IgM/IgG Antibody Combo Test Kit* | IgG | serum (119364003^Serum specimen^SCT) plasma (119361006^Plasma specimen^SCT) | Positive (10828004^Positive^SCT) Negative (260385009^Negative^SCT) Invalid (455371000124106^Invalid result^SCT or 125154007^Specimen unsatisfactory for evaluation^SCT) | 94507-1 | SARS-CoV-2 (COVID-19) IgG Ab [Presence] in Serum, Plasma or Blood by Rapid immunoassay | 94503-0 | SARS-CoV-2 (COVID-19) Ab panel - Serum, Plasma or Blood by Rapid immunoassay | Expect to be reported together with the Rapid IA result for IgM. |  |  | LYHER Novel Coronavirus (2019-nCoV) IgM/IgG Antibody Combo Test Kit (Colloidal Gold)_Hangzhou Laihe Biotech Co., Ltd. | EUA | No Equipment | NA | SARS coronavirus 2 Ab.IgG | PrThr | Pt | Ser/Plas/Bld | Ord | IA.rapid | 20200707 | 2.68
Hangzhou Laihe Biotech | LYHER Novel Coronavirus (2019-nCoV) IgM/IgG Antibody Combo Test Kit* | IgM | serum (119364003^Serum specimen^SCT) plasma (119361006^Plasma specimen^SCT) | Positive (10828004^Positive^SCT) Negative (260385009^Negative^SCT) Invalid (455371000124106^Invalid result^SCT or 125154007^Specimen unsatisfactory for evaluation^SCT) | 94508-9 | SARS-CoV-2 (COVID-19) IgM Ab [Presence] in Serum, Plasma or Blood by Rapid immunoassay | 94503-0 | SARS-CoV-2 (COVID-19) Ab panel - Serum, Plasma or Blood by Rapid immunoassay | Expect to be reported together with the Rapid IA result for IgG. |  |  | LYHER Novel Coronavirus (2019-nCoV) IgM/IgG Antibody Combo Test Kit (Colloidal Gold)_Hangzhou Laihe Biotech Co., Ltd. | EUA | No Equipment | NA | SARS coronavirus 2 Ab.IgM | PrThr | Pt | Ser/Plas/Bld | Ord | IA.rapid | 20200707 | 2.68
Harvard University Clinical Laboratory (HUCL) | LDT: Quaeris SARS-CoV-2 Assay* | SARS-CoV-2 Result | Anterior nasal (AN) swab (697989009^Anterior nares swab^SCT) | 2019-nCoV detected (260373001^Detected^SCT) 2019-nCoV not detected (260415000^Not Detected^SCT) Inconclusive result (419984006^Inconclusive^SCT) | 95406-5 | SARS-CoV-2 (COVID-19) RNA [Presence] in Nose by NAA with probe detection | 94531-1 | SARS-CoV-2 (COVID-19) RNA panel - Respiratory specimen by NAA with probe detection | Testing is limited to the Harvard University Clinical Laboratory (HUCL), located at B139 Northwest Laboratories, 52 Oxford Street, Cambridge MA 02138 |  |  | Quaeris SARS-CoV-2 Assay_Harvard University Clinical Laboratory (HUCL) | EUA | ABI QuantStudio 7 Flex_Thermo Fisher | MNI | SARS coronavirus 2 RNA | PrThr | Pt | Nose | Ord | Probe.amp.tar | 20210602 | 2.69
Healgen Scientific | COVID-19 IgG/IgM Rapid Test Cassette (Whole Blood/Serum/Plasma)* | IgG anti- SARS-CoV-2 | Serum (119364003^Serum specimen^SCT) Plasma (119361006^Plasma specimen^SCT) Whole Blood (258580003^Whole blood sample^SCT) | IgG anti-SARS-CoV-2 Positive (10828004^Positive^SCT) Anti-SARS-CoV-2 Negative (260385009^Negative^SCT) Invalid (455371000124106^Invalid result^SCT or 125154007^Specimen unsatisfactory for evaluation^SCT) | 94507-1 | SARS coronavirus 2 IgG Ab [Presence] in Serum, Plasma or Blood by Rapid immunoassay | 94503-0 | SARS-CoV-2 (COVID-19) Ab panel - Serum, Plasma or Blood by Rapid immunoassay | Expect to be reported together with the Rapid IA result for IgM. |  |  | COVID-19 IgG/IgM Rapid Test Cassette (Whole Blood/Serum/Plasma)_Healgen Scientific LLC | EUA | No Equipment | NA | SARS coronavirus 2 Ab.IgG | PrThr | Pt | Ser/Plas | Ord | IA.rapid | 20200617 | 2.68
Healgen Scientific | COVID-19 IgG/IgM Rapid Test Cassette (Whole Blood/Serum/Plasma)* | IgM anti-SARS-CoV-2 | Serum (119364003^Serum specimen^SCT) Plasma (119361006^Plasma specimen^SCT) Whole Blood (258580003^Whole blood sample^SCT) | IgM anti-SARS-CoV-2 Positive (10828004^Positive^SCT) Anti-SARS-CoV-2 Negative (260385009^Negative^SCT) Invalid (455371000124106^Invalid result^SCT or 125154007^Specimen unsatisfactory for evaluation^SCT) | 94508-9 | SARS coronavirus 2 IgM Ab [Presence] in Serum, Plasma or Blood by Rapid immunoassay | 94503-0 | SARS-CoV-2 (COVID-19) Ab panel - Serum, Plasma or Blood by Rapid immunoassay | Expect to be reported together with the Rapid IA result for IgG. |  |  | COVID-19 IgG/IgM Rapid Test Cassette (Whole Blood/Serum/Plasma)_Healgen Scientific LLC | EUA | No Equipment | NA | SARS coronavirus 2 Ab.IgM | PrThr | Pt | Ser/Plas | Ord | IA.rapid | 20200617 | 2.68
Healgen Scientific, LLC | Healgen COVID-19/Flu A&B Ag Combo Rapid Test Cassette (Swab) | COVID-19 | anterior nasal swab (697989009^Anterior nares swab^SCT) | COVID-19 Positive (260373001^Detected^SCT) COVID-19 Negative (260415000^Not detected^SCT) Invalid (455371000124106^Invalid result^SCT) | 97097-0 | SARS-CoV-2 (COVID-19) Ag [Presence] in Upper respiratory specimen by Rapid immunoassay | 97099-6 | Influenza virus A and B and SARS-CoV-2 (COVID-19) Ag panel - Upper respiratory specimen by Rapid immunoassay |  |  |  | Healgen COVID-19/Flu A&B Ag Combo Rapid Test Cassette (Swab)_Healgen Scientific, LLC | EUA | No Equipment | (NA) | SARS coronavirus 2 Ag | PrThr | Pt | Respiratory system specimen.upper | Ord | IA.rapid | 20240711 | 2.77
Healgen Scientific, LLC | Healgen COVID-19/Flu A&B Ag Combo Rapid Test Cassette (Swab) | Flu A | anterior nasal swab (697989009^Anterior nares swab^SCT) | Flu A Positive (260373001^Detected^SCT) Flu A Negative (260415000^Not detected^SCT) Invalid (455371000124106^Invalid result^SCT) | 80382-5 | Influenza virus A Ag [Presence] in Upper respiratory specimen by Rapid immunoassay | 97099-6 | Influenza virus A and B and SARS-CoV-2 (COVID-19) Ag panel - Upper respiratory specimen by Rapid immunoassay |  |  |  | Healgen COVID-19/Flu A&B Ag Combo Rapid Test Cassette (Swab)_Healgen Scientific, LLC | EUA | No Equipment | (NA) | Influenza virus A Ag | PrThr | Pt | Respiratory system specimen.upper | Ord | IA.rapid | 20240711 | 2.77
Healgen Scientific, LLC | Healgen COVID-19/Flu A&B Ag Combo Rapid Test Cassette (Swab) | Flu B | anterior nasal swab (697989009^Anterior nares swab^SCT) | Flu B Positive (260373001^Detected^SCT) Flu B Negative (260415000^Not detected^SCT) Invalid (455371000124106^Invalid result^SCT) | 80383-3 | Influenza virus B Ag [Presence] in Upper respiratory specimen by Rapid immunoassay | 97099-6 | Influenza virus A and B and SARS-CoV-2 (COVID-19) Ag panel - Upper respiratory specimen by Rapid immunoassay |  |  |  | Healgen COVID-19/Flu A&B Ag Combo Rapid Test Cassette (Swab)_Healgen Scientific, LLC | EUA | No Equipment | (NA) | Influenza virus B Ag | PrThr | Pt | Respiratory system specimen.upper | Ord | IA.rapid | 20240711 | 2.77
HealthQuest Esoterics | TaqPath SARS-CoV-2 Assay* | SARS-CoV-2 RNA | nasopharyngeal swabs (258500001^Nasopharyngeal swab^SCT) oropharyngeal swabs (258529004^Throat swab^SCT) anterior nasal swabs (697989009^Anterior nares swab^SCT) mid-turbinate nasal swabs (1293160008^Swab from middle region of inferior nasal meatus^SCT) nasopharyngeal wash/aspirate (258467004^Nasopharyngeal washings^SCT or 258411007^Nasopharyngeal aspirate^SCT) nasal aspirates (429931000124105^Nasal aspirate specimen^SCT) bronchoalveolar lavage (BAL) specimens (258607008^Bronchoalveolar lavage fluid sample^SCT) | N/A (455371000124106^Invalid result^SCT or 125154007^Specimen unsatisfactory for evaluation^SCT) SARS-CoV-2 Not detected (260415000^Not detected^SCT) Positive SARS-CoV-2 (260373001^Detected^SCT) | 94500-6 | SARS-CoV-2 (COVID-19) RNA [Presence] in Respiratory specimen by NAA with probe detection | 94531-1 | SARS coronavirus 2 RNA panel - Respiratory specimen by NAA with probe detection | Testing is limited to HealthQuest Esoterics located in Irvine, CA. |  |  | HealthQuest Esoterics TaqPath SARS-CoV-2 Assay_HealthQuest Esoterics | EUA | ABI QuantStudio 12K Flex_Thermo Fisher | MNI | SARS coronavirus 2 RNA | PrThr | Pt | Respiratory | Ord | Probe.amp.tar | 20200707 | 2.68
Helix OpCo LLC | LDT: Helix COVID-19 Test* | SARS-CoV-2 Result Interpretation | nasopharyngeal swabs (258500001^Nasopharyngeal swab^SCT) oropharyngeal (throat) swab (258529004^Throat swab^SCT) mid-turbinate nasal swabs (1293160008^Swab from middle region of inferior nasal meatus^SCT) anterior nasal swabs (697989009^Anterior nares swab^SCT) | Invalid (455371000124106^Invalid result^SCT or 125154007^Specimen unsatisfactory for evaluation^SCT) SARS-CoV-2 not detected (260415000^Not Detected^SCT) SARS-Cov-2 Inconclusive (419984006^Inconclusive^SCT) Positive for SARS-Cov-2 (260373001^Detected^SCT) | 94500-6 | SARS-CoV-2 (COVID-19) RNA [Presence] in Respiratory specimen by NAA with probe detection | 94531-1 | SARS-CoV-2 (COVID-19) RNA panel - Respiratory specimen by NAA with probe detection | Testing is limited to the Helix Laboratory located at 9875 Towne Centre Dr San Diego, CA 92121 |  |  | Helix COVID-19 Test_Helix OpCo LLC | EUA | ABI QuantStudio 7 Flex_Thermo Fisher | MNI | SARS coronavirus 2 RNA | PrThr | Pt | Respiratory | Ord | Probe.amp.tar | 20210811 | 2.68
Helix OpCo LLC (dba Helix) | LDT: Helix COVID-19 NGS Test* | SARS-CoV-2 Result Interpretation | nasopharyngeal swabs (258500001^Nasopharyngeal swab^SCT) oropharyngeal (throat) swabs (258529004^Throat swab^SCT) midturbinate nasal swabs (1293160008^Swab from middle region of inferior nasal meatus^SCT) anterior nasal swabs (697989009^Anterior nares swab^SCT) | Positive (260373001^Detected^SCT) Not detected (260415000^Not Detected^SCT) Invalid (455371000124106^Invalid result^SCT or 125154007^Specimen unsatisfactory for evaluation^SCT) Inconclusive (419984006^Inconclusive^SCT) | 95609-4 | SARS-CoV-2 (COVID-19) S gene [Presence] in Respiratory specimen by Sequencing | 95609-4 | SARS-CoV-2 (COVID-19) S gene [Presence] in Respiratory specimen by Sequencing | Testing is limited to Helix Laboratory located at 9875 Towne Centre Dr San Diego, CA 92121 |  |  | Helix COVID-19 NGS Test_Helix OpCo LLC (dba Helix) | EUA | Illumina NovaSeq 6000 SP_Illumina | MNI | SARS coronavirus 2 N gene | PrThr | Pt | Respiratory | Ord | Probe.amp.tar | 20200818 | 2.68
Helix OpCo LLC (dba Helix) | LDT: Helix SARS-CoV-2 Test* | SARS-CoV-2 RNA | anterior nasal swab specimens (697989009^Anterior nares swab^SCT) | SARS-CoV-2 Detected (260373001^Detected^SCT) SARS-CoV-2 Not Detected (260415000^Not Detected^SCT) Invalid (455371000124106^Invalid result^SCT or 125154007^Specimen unsatisfactory for evaluation^SCT) | 95406-5 | SARS-CoV-2 (COVID-19) RNA [Presence] in Nose by NAA with probe detection | 95406-5 | SARS-CoV-2 (COVID-19) RNA [Presence] in Nose by NAA with probe detection |  |  |  | Helix SARS-CoV-2 Test_Helix OpCo LLC (dba Helix) | EUA | ABI QuantStudio 7 Flex_Thermo Fisher | MNI | SARS coronavirus 2 RNA | PrThr | Pt | Nose | Ord | Probe.amp.tar | 20220727 | 2.69
Hologic | Aptima SARS-CoV-2 Assay | SARS-CoV-2 result | nasopharyngeal swab (258500001^Nasopharyngeal swab^SCT) midturbinate nasal swab (1293160008^Swab from middle region of inferior nasal meatus^SCT) anterior nasal swab (697989009^Anterior nares swab^SCT) nasopharyngeal wash (258467004^Nasopharyngeal washings^SCT) nasopharyngeal aspirate (258411007^Nasopharyngeal aspirate^SCT)oropharyngeal swab (258529004^Throat swab^SCT) oropharyngeal (OP) swab (258529004^Throat swab^SCT) nasal aspirates (429931000124105^Nasal aspirate specimen^SCT) | SARS-CoV-2 detected (260373001^Detected^SCT) SARS-CoV-2 not Detected (260415000^Not detected^SCT) Negative (895231008^Not Detected in Pooled Specimen^SCT) Invalid (455371000124106^Invalid result^SCT or 125154007^Specimen unsatisfactory for evaluation^SCT) | 94559-2 | SARS coronavirus 2 ORF1ab region [Presence] in Respiratory specimen by NAA with probe detection | 94559-2 | SARS coronavirus 2 ORF1ab region [Presence] in Respiratory specimen by NAA with probe detection |  |  |  | Aptima SARS-CoV-2 assay_Hologic, Inc. | EUA | Panther System_Hologic | MNI | SARS coronavirus 2 ORF1ab region | PrThr | Pt | Respiratory | Ord | Probe.amp.tar | 20210908 | 2.68
Hologic | Aptima SARS-CoV-2 Assay | SARS-CoV-2 result | nasopharyngeal swab (258500001^Nasopharyngeal swab^SCT) midturbinate nasal swab (1293160008^Swab from middle region of inferior nasal meatus^SCT) anterior nasal swab (697989009^Anterior nares swab^SCT) nasopharyngeal wash (258467004^Nasopharyngeal washings^SCT) nasopharyngeal aspirate (258411007^Nasopharyngeal aspirate^SCT)oropharyngeal swab (258529004^Throat swab^SCT) oropharyngeal (OP) swab (258529004^Throat swab^SCT) nasal aspirates (429931000124105^Nasal aspirate specimen^SCT) | SARS-CoV-2 detected (260373001^Detected^SCT) SARS-CoV-2 not Detected (260415000^Not detected^SCT) Negative (895231008^Not Detected in Pooled Specimen^SCT) Invalid (455371000124106^Invalid result^SCT or 125154007^Specimen unsatisfactory for evaluation^SCT) | 94559-2 | SARS coronavirus 2 ORF1ab region [Presence] in Respiratory specimen by NAA with probe detection | 94559-2 | SARS coronavirus 2 ORF1ab region [Presence] in Respiratory specimen by NAA with probe detection |  |  |  | Aptima SARS-CoV-2 assay_Hologic, Inc. | EUA | Panther Fusion System_Hologic | MNI | SARS coronavirus 2 ORF1ab region | PrThr | Pt | Respiratory | Ord | Probe.amp.tar | 20210908 | 2.68
Hologic | Panther Fusion SARS-CoV-2 Assay | SARS-CoV-2 result | anterior nasal (nasal) swab (697989009^Anterior nares swab^SCT) mid-turbinate nasal swab (1293160008^Swab from middle region of inferior nasal meatus^SCT) nasal aspirates (258411007^Nasopharyngeal aspirate^SCT) nasopharyngeal (NP) swab (258500001^Nasopharyngeal swab^SCT) oropharyngeal (OP) swab (258529004^Throat swab^SCT) OP/NP combination swab (433801000124107^Nasopharyngeal and oropharyngeal swab^SCT) nasopharyngeal washes/aspirates (258467004^Nasopharyngeal washings^SCT or 258411007^Nasopharyngeal aspirate^SCT) bronchoalveolar lavage specimens (258607008^Bronchoalveolar lavage fluid sample^SCT) | Negative (260415000^Not Detected^SCT) Negative (895231008^Not Detected in Pooled Specimen^SCT) Positive (260373001^Detected^SCT) Invalid (455371000124106^Invalid result^SCT or 125154007^Specimen unsatisfactory for evaluation^SCT) | 94559-2 | SARS coronavirus 2 ORF1ab region [Presence] in Respiratory specimen by NAA with probe detection | 94559-2 | SARS coronavirus 2 ORF1ab region [Presence] in Respiratory specimen by NAA with probe detection |  |  |  | Panther Fusion SARS-CoV-2 Assay_Hologic, Inc. | EUA | Panther Fusion System_Hologic | MNI | SARS coronavirus 2 ORF1ab region | PrThr | Pt | Respiratory | Ord | Probe.amp.tar | 20210908 | 2.68
Hologic, Inc. | Aptima SARS-CoV-2/Flu assay* | SARS-CoV-2 Result | nasopharyngeal (NP) swab (258500001^Nasopharyngeal swab^SCT) nasal swab (445297001^Swab of internal nose^SCT) mid-turbinate swab (1293160008^Swab from middle region of inferior nasal meatus^SCT) | Negative (260415000^Not Detected^SCT) Positive (260373001^Detected^SCT) Invalid (455371000124106^Invalid result^SCT or 125154007^Specimen unsatisfactory for evaluation^SCT) | 94559-2 | SARS-CoV-2 (COVID-19) ORF1ab region [Presence] in Respiratory specimen by NAA with probe detection | 95422-2 | Influenza virus A and B and SARS-CoV-2 (COVID-19) RNA panel - Respiratory specimen by NAA with probe detection |  |  |  | Aptima SARS-CoV-2/Flu assay_Hologic, Inc. | EUA | Panther System_Hologic | MNI | SARS coronavirus 2 ORF1ab region | PrThr | Pt | Respiratory | Ord | Probe.amp.tar | 20210107 | 2.69
Hologic, Inc. | Aptima SARS-CoV-2/Flu assay* | Flu A Result | nasopharyngeal (NP) swab (258500001^Nasopharyngeal swab^SCT) nasal swab (445297001^Swab of internal nose^SCT) mid-turbinate swab (1293160008^Swab from middle region of inferior nasal meatus^SCT) | Negative (260415000^Not Detected^SCT) Positive (260373001^Detected^SCT) Invalid (455371000124106^Invalid result^SCT or 125154007^Specimen unsatisfactory for evaluation^SCT) | 92142-9 | Influenza virus A RNA [Presence] in Respiratory specimen by NAA with probe detection | 95422-2 | Influenza virus A and B and SARS-CoV-2 (COVID-19) RNA panel - Respiratory specimen by NAA with probe detection |  |  |  | Aptima SARS-CoV-2/Flu assay_Hologic, Inc. | EUA | Panther System_Hologic | MNI | Influenza virus A RNA | PrThr | Pt | Respiratory | Ord | Probe.amp.tar | 20210107 | 2.69
Hologic, Inc. | Aptima SARS-CoV-2/Flu assay* | Flu B Result | nasopharyngeal (NP) swab (258500001^Nasopharyngeal swab^SCT) nasal swab (445297001^Swab of internal nose^SCT) mid-turbinate swab (1293160008^Swab from middle region of inferior nasal meatus^SCT) | Negative (260415000^Not Detected^SCT) Positive (260373001^Detected^SCT) Invalid (455371000124106^Invalid result^SCT or 125154007^Specimen unsatisfactory for evaluation^SCT) | 92141-1 | Influenza virus B RNA [Presence] in Respiratory specimen by NAA with probe detection | 95422-2 | Influenza virus A and B and SARS-CoV-2 (COVID-19) RNA panel - Respiratory specimen by NAA with probe detection |  |  |  | Aptima SARS-CoV-2/Flu assay_Hologic, Inc. | EUA | Panther System_Hologic | MNI | Influenza virus B RNA | PrThr | Pt | Respiratory | Ord | Probe.amp.tar | 20210107 | 2.69
Hologic, Inc. | Aptima SARS-CoV-2/Flu assay* | SARS-CoV-2 Result | nasopharyngeal (NP) swab (258500001^Nasopharyngeal swab^SCT) nasal swab (445297001^Swab of internal nose^SCT) mid-turbinate swab (1293160008^Swab from middle region of inferior nasal meatus^SCT) | Negative (260415000^Not Detected^SCT) Positive (260373001^Detected^SCT) Invalid (455371000124106^Invalid result^SCT or 125154007^Specimen unsatisfactory for evaluation^SCT) | 94559-2 | SARS-CoV-2 (COVID-19) ORF1ab region [Presence] in Respiratory specimen by NAA with probe detection | 95422-2 | Influenza virus A and B and SARS-CoV-2 (COVID-19) RNA panel - Respiratory specimen by NAA with probe detection |  |  |  | Aptima SARS-CoV-2/Flu assay_Hologic, Inc. | EUA | Panther Fusion System_Hologic | MNI | SARS coronavirus 2 ORF1ab region | PrThr | Pt | Respiratory | Ord | Probe.amp.tar | 20210107 | 2.69
Hologic, Inc. | Aptima SARS-CoV-2/Flu assay* | Flu A Result | nasopharyngeal (NP) swab (258500001^Nasopharyngeal swab^SCT) nasal swab (445297001^Swab of internal nose^SCT) mid-turbinate swab (1293160008^Swab from middle region of inferior nasal meatus^SCT) | Negative (260415000^Not Detected^SCT) Positive (260373001^Detected^SCT) Invalid (455371000124106^Invalid result^SCT or 125154007^Specimen unsatisfactory for evaluation^SCT) | 92142-9 | Influenza virus A RNA [Presence] in Respiratory specimen by NAA with probe detection | 95422-2 | Influenza virus A and B and SARS-CoV-2 (COVID-19) RNA panel - Respiratory specimen by NAA with probe detection |  |  |  | Aptima SARS-CoV-2/Flu assay_Hologic, Inc. | EUA | Panther Fusion System_Hologic | MNI | Influenza virus A RNA | PrThr | Pt | Respiratory | Ord | Probe.amp.tar | 20210107 | 2.69
Hologic, Inc. | Aptima SARS-CoV-2/Flu assay* | Flu B Result | nasopharyngeal (NP) swab (258500001^Nasopharyngeal swab^SCT) nasal swab (445297001^Swab of internal nose^SCT) mid-turbinate swab (1293160008^Swab from middle region of inferior nasal meatus^SCT) | Negative (260415000^Not Detected^SCT) Positive (260373001^Detected^SCT) Invalid (455371000124106^Invalid result^SCT or 125154007^Specimen unsatisfactory for evaluation^SCT) | 92141-1 | Influenza virus B RNA [Presence] in Respiratory specimen by NAA with probe detection | 95422-2 | Influenza virus A and B and SARS-CoV-2 (COVID-19) RNA panel - Respiratory specimen by NAA with probe detection |  |  |  | Aptima SARS-CoV-2/Flu assay_Hologic, Inc. | EUA | Panther Fusion System_Hologic | MNI | Influenza virus B RNA | PrThr | Pt | Respiratory | Ord | Probe.amp.tar | 20210107 | 2.69
Hologic, Inc. | Panther Fusion SARS-CoV-2/Flu A/B/RSV Assay | SARS-CoV-2 Result | nasopharyngeal (NP) swab (258500001^Nasopharyngeal swab^SCT) | Positive (260373001^Detected^SCT) Negative (260415000^Not detected^SCT) Invalid (455371000124106^Invalid result^SCT or 125154007^Specimen unsatisfactory for evaluation^SCT) | 94559-2 | SARS-CoV-2 (COVID-19) ORF1ab region [Presence] in Respiratory system specimen by NAA with probe detection | 95941-1 | Influenza virus A and B and SARS-CoV-2 (COVID-19) and Respiratory syncytial virus RNA panel - Respiratory system specimen by NAA with probe detection |  |  |  | 15420045515352 | DIT | 15420045504141 | DII | SARS coronavirus 2 ORF1ab region | PrThr | Pt | Respiratory System Specimen | Ord | Probe.amp.tar | 20231102 | 2.76
Hologic, Inc. | Panther Fusion SARS-CoV-2/Flu A/B/RSV Assay | Flu A Result | nasopharyngeal (NP) swab (258500001^Nasopharyngeal swab^SCT) | Positive (260373001^Detected^SCT) Negative (260415000^Not detected^SCT) Invalid (455371000124106^Invalid result^SCT or 125154007^Specimen unsatisfactory for evaluation^SCT) | 92142-9 | Influenza virus A RNA [Presence] in Respiratory system specimen by NAA with probe detection | 95941-1 | Influenza virus A and B and SARS-CoV-2 (COVID-19) and Respiratory syncytial virus RNA panel - Respiratory system specimen by NAA with probe detection |  |  |  | 15420045515352 | DIT | 15420045504141 | DII | Influenza virus A RNA | PrThr | Pt | Respiratory System Specimen | Ord | Probe.amp.tar | 20231102 | 2.76
Hologic, Inc. | Panther Fusion SARS-CoV-2/Flu A/B/RSV Assay | Flu B Result | nasopharyngeal (NP) swab (258500001^Nasopharyngeal swab^SCT) | Positive (260373001^Detected^SCT) Negative (260415000^Not detected^SCT) Invalid (455371000124106^Invalid result^SCT or 125154007^Specimen unsatisfactory for evaluation^SCT) | 92141-1 | Influenza virus B RNA [Presence] in Respiratory system specimen by NAA with probe detection | 95941-1 | Influenza virus A and B and SARS-CoV-2 (COVID-19) and Respiratory syncytial virus RNA panel - Respiratory system specimen by NAA with probe detection |  |  |  | 15420045515352 | DIT | 15420045504141 | DII | Influenza virus B RNA | PrThr | Pt | Respiratory System Specimen | Ord | Probe.amp.tar | 20231102 | 2.76
Hologic, Inc. | Panther Fusion SARS-CoV-2/Flu A/B/RSV Assay | RSV Result | nasopharyngeal (NP) swab (258500001^Nasopharyngeal swab^SCT) | Positive (260373001^Detected^SCT) Negative (260415000^Not detected^SCT) Invalid (455371000124106^Invalid result^SCT or 125154007^Specimen unsatisfactory for evaluation^SCT) | 92131-2 | Respiratory syncytial virus RNA [Presence] in Respiratory system specimen by NAA with probe detection | 95941-1 | Influenza virus A and B and SARS-CoV-2 (COVID-19) and Respiratory syncytial virus RNA panel - Respiratory system specimen by NAA with probe detection |  |  |  | 15420045515352 | DIT | 15420045504141 | DII | Respiratory syncytial virus RNA | PrThr | Pt | Respiratory System Specimen | Ord | Probe.amp.tar | 20231102 | 2.76
Hospital of the University of Pennsylvania | LDT: BD MAX COVID-19 ASSAY (Authorized by HHS/OASH)* | SARS-CoV-2 RNA Result Interpretation | nasopharyngeal swab (258500001^Nasopharyngeal swab^SCT) tracheal aspirates (445447003^Specimen from trachea obtained by aspiration^SCT) | Positive (260373001^Detected^SCT) Negative (260415000^Not Detected^SCT) Inconclusive (419984006^Inconclusive^SCT) | 98132-4 | SARS-CoV-2 (COVID-19) ORF1a region [Presence] in Respiratory specimen by NAA with probe detection | 98132-4 | SARS-CoV-2 (COVID-19) ORF1a region [Presence] in Respiratory specimen by NAA with probe detection | Testing is limited to laboratories of the Hospital of the University of Pennsylvania that are Clinical Laboratory Improvement Amendments of 1988 (CLIA), 42 U.S.C. §263a certified high-complexity laboratories. |  |  | BD MAX COVID-19 ASSAY (Authorized by HHS/OASH)_Hospital of the University of Pennsylvania | EUA | 00382904419165 | DII | SARS coronavirus 2 ORF1a region | PrThr | Pt | Respiratory | Ord | Probe.amp.tar | 20230308 | 2.74
iHealth Labs, Inc. | iHealth COVID-19 Antigen Rapid Test* | SARS-CoV-2 nucleocapsid protein antigen | anterior nasal (nares) swab (697989009^Anterior nares swab^SCT) | Positive Result (260373001^Detected^SCT) Negative Result (260415000^Not Detected^SCT) Invalid Result (455371000124106^Invalid result^SCT or 125154007^Specimen unsatisfactory for evaluation^SCT) | 97097-0 | SARS-CoV-2 (COVID-19) Ag [Presence] in Upper respiratory specimen by Rapid immunoassay | 97097-0 | SARS-CoV-2 (COVID-19) Ag [Presence] in Upper respiratory specimen by Rapid immunoassay | This test is also distributed under the brand name: • GoToKnow COVID-19 Antigen Rapid Test |  |  | iHealth COVID-19 Antigen Rapid Test_iHealth Labs, Inc. | EUA | No Equipment | NA | SARS coronavirus 2 Ag | PrThr | Pt | Respiratory.upper | Ord | IA.rapid | 20220216 | 2.70
iHealth Labs, Inc. | iHealth COVID-19 Antigen Rapid Test Pro* | SARS-CoV-2 nucleocapsid antigens | direct anterior nasal swabs (697989009^Anterior nares swab^SCT) | Positive Result (260373001^Detected^SCT) Negative Result (260415000^Not Detected^SCT) Invalid Result (455371000124106^Invalid result^SCT or 125154007^Specimen unsatisfactory for evaluation^SCT) | 97097-0 | SARS-CoV-2 (COVID-19) Ag [Presence] in Upper respiratory specimen by Rapid immunoassay | 97097-0 | SARS-CoV-2 (COVID-19) Ag [Presence] in Upper respiratory specimen by Rapid immunoassay |  |  |  | iHealth COVID-19 Antigen Rapid Test Pro_iHealth Labs, Inc. | EUA | No Equipment | NA | SARS coronavirus 2 Ag | PrThr | Pt | Respiratory.upper | Ord | IA.rapid | 20220126 | 2.70
iHealth Labs, Inc. | iHealth COVID-19/Flu A&B Rapid Test | COVID-19 | anterior nares nasal swab (697989009^Anterior nares swab^SCT) | Positive (260373001^Detected^SCT) Negative (260415000^Not detected^SCT) Invalid (455371000124106^Invalid result^SCT) | 97097-0 | SARS-CoV-2 (COVID-19) Ag [Presence] in Upper respiratory specimen by Rapid immunoassay | 97099-6 | Influenza virus A and B and SARS-CoV-2 (COVID-19) Ag panel - Upper respiratory specimen by Rapid immunoassay |  |  |  | iHealth Labs, Inc._iHealth COVID-19/Flu A&B Rapid Test | EUA | No Equipment | (NA) | SARS coronavirus 2 Ag | PrThr | Pt | Respiratory system specimen.upper | Ord | IA.rapid | 20240516 | 2.77
iHealth Labs, Inc. | iHealth COVID-19/Flu A&B Rapid Test | Influenza A (Flu A) | anterior nares nasal swab (697989009^Anterior nares swab^SCT) | Positive (260373001^Detected^SCT) Negative (260415000^Not detected^SCT) Invalid (455371000124106^Invalid result^SCT) | 80382-5 | Influenza virus A Ag [Presence] in Upper respiratory specimen by Rapid immunoassay | 97099-6 | Influenza virus A and B and SARS-CoV-2 (COVID-19) Ag panel - Upper respiratory specimen by Rapid immunoassay |  |  |  | iHealth Labs, Inc._iHealth COVID-19/Flu A&B Rapid Test | EUA | No Equipment | (NA) | Influenza virus A Ag | PrThr | Pt | Respiratory system specimen.upper | Ord | IA.rapid | 20240516 | 2.77
iHealth Labs, Inc. | iHealth COVID-19/Flu A&B Rapid Test | Influenza B (Flu B) | anterior nares nasal swab (697989009^Anterior nares swab^SCT) | Positive (260373001^Detected^SCT) Negative (260415000^Not detected^SCT) Invalid (455371000124106^Invalid result^SCT) | 80383-3 | Influenza virus B Ag [Presence] in Upper respiratory specimen by Rapid immunoassay | 97099-6 | Influenza virus A and B and SARS-CoV-2 (COVID-19) Ag panel - Upper respiratory specimen by Rapid immunoassay |  |  |  | iHealth Labs, Inc._iHealth COVID-19/Flu A&B Rapid Test | EUA | No Equipment | (NA) | Influenza virus B Ag | PrThr | Pt | Respiratory system specimen.upper | Ord | IA.rapid | 20240516 | 2.77
Illumina | COVIDSeq Test* | SARS-CoV-2 RNA | nasopharyngeal (NP) swabs (258500001^Nasopharyngeal swab^SCT) oropharyngeal (OP) swabs (258529004^Throat swab^SCT) anterior nasal swabs (697989009^Anterior nares swab^SCT) mid-turbinate nasal swabs (1293160008^Swab from middle region of inferior nasal meatus^SCT) nasopharyngeal wash/aspirates (258411007^Nasopharyngeal aspirate^SCT) nasal aspirates (429931000124105^Nasal aspirate specimen^SCT) bronchoalveolar lavage (BAL) (258607008^Bronchoalveolar lavage fluid sample^SCT) | SARS-CoV-2 Detected (260373001^Detected^SCT) SARS-CoV-2 Not detected (260415000^Not detected^SCT) Invalid (455371000124106^Invalid result^SCT or 125154007^Specimen unsatisfactory for evaluation^SCT) | 95424-8 | SARS-CoV-2 (COVID-19) RNA [Presence] in Respiratory specimen by Sequencing | 95424-8 | SARS-CoV-2 (COVID-19) RNA [Presence] in Respiratory specimen by Sequencing |  |  |  | Illumina COVIDSeq Test_Illumina, Inc. | EUA | NextSeq 500 Sequencing System_Illumina | MNI | SARS coronavirus 2 RNA | PrThr | Pt | Respiratory | Ord | Sequencing | 20230308 | 2.74
Illumina | COVIDSeq Test* | SARS-CoV-2 RNA | nasopharyngeal (NP) swabs (258500001^Nasopharyngeal swab^SCT) oropharyngeal (OP) swabs (258529004^Throat swab^SCT) anterior nasal swabs (697989009^Anterior nares swab^SCT) mid-turbinate nasal swabs (1293160008^Swab from middle region of inferior nasal meatus^SCT) nasopharyngeal wash/aspirates (258411007^Nasopharyngeal aspirate^SCT) nasal aspirates (429931000124105^Nasal aspirate specimen^SCT) bronchoalveolar lavage (BAL) (258607008^Bronchoalveolar lavage fluid sample^SCT) | SARS-CoV-2 Detected (260373001^Detected^SCT) SARS-CoV-2 Not detected (260415000^Not detected^SCT) Invalid (455371000124106^Invalid result^SCT or 125154007^Specimen unsatisfactory for evaluation^SCT) | 95424-8 | SARS-CoV-2 (COVID-19) RNA [Presence] in Respiratory specimen by Sequencing | 95424-8 | SARS-CoV-2 (COVID-19) RNA [Presence] in Respiratory specimen by Sequencing |  |  |  | Illumina COVIDSeq Test_Illumina, Inc. | EUA | NextSeq 550 Sequencing System_Illumina | MNI | SARS coronavirus 2 RNA | PrThr | Pt | Respiratory | Ord | Sequencing | 20230308 | 2.74
Illumina | COVIDSeq Test* | SARS-CoV-2 RNA | nasopharyngeal (NP) swabs (258500001^Nasopharyngeal swab^SCT) oropharyngeal (OP) swabs (258529004^Throat swab^SCT) anterior nasal swabs (697989009^Anterior nares swab^SCT) mid-turbinate nasal swabs (1293160008^Swab from middle region of inferior nasal meatus^SCT) nasopharyngeal wash/aspirates (258411007^Nasopharyngeal aspirate^SCT) nasal aspirates (429931000124105^Nasal aspirate specimen^SCT) bronchoalveolar lavage (BAL) (258607008^Bronchoalveolar lavage fluid sample^SCT) | SARS-CoV-2 Detected (260373001^Detected^SCT) SARS-CoV-2 Not detected (260415000^Not detected^SCT) Invalid (455371000124106^Invalid result^SCT or 125154007^Specimen unsatisfactory for evaluation^SCT) | 95424-8 | SARS-CoV-2 (COVID-19) RNA [Presence] in Respiratory specimen by Sequencing | 95424-8 | SARS-CoV-2 (COVID-19) RNA [Presence] in Respiratory specimen by Sequencing |  |  |  | Illumina COVIDSeq Test_Illumina, Inc. | EUA | NextSeq 550Dx Sequencing System_Illumina | MNI | SARS coronavirus 2 RNA | PrThr | Pt | Respiratory | Ord | Sequencing | 20230308 | 2.74
Illumina | COVIDSeq Test* | SARS-CoV-2 RNA | nasopharyngeal (NP) swabs (258500001^Nasopharyngeal swab^SCT) oropharyngeal (OP) swabs (258529004^Throat swab^SCT) anterior nasal swabs (697989009^Anterior nares swab^SCT) mid-turbinate nasal swabs (1293160008^Swab from middle region of inferior nasal meatus^SCT) nasopharyngeal wash/aspirates (258411007^Nasopharyngeal aspirate^SCT) nasal aspirates (429931000124105^Nasal aspirate specimen^SCT) bronchoalveolar lavage (BAL) (258607008^Bronchoalveolar lavage fluid sample^SCT) | SARS-CoV-2 Detected (260373001^Detected^SCT) SARS-CoV-2 Not detected (260415000^Not detected^SCT) Invalid (455371000124106^Invalid result^SCT or 125154007^Specimen unsatisfactory for evaluation^SCT) | 95424-8 | SARS-CoV-2 (COVID-19) RNA [Presence] in Respiratory specimen by Sequencing | 95424-8 | SARS-CoV-2 (COVID-19) RNA [Presence] in Respiratory specimen by Sequencing |  |  |  | Illumina COVIDSeq Test_Illumina, Inc. | EUA | NovaSeq 6000 Sequencing System_Illumina | MNI | SARS coronavirus 2 RNA | PrThr | Pt | Respiratory | Ord | Sequencing | 20230308 | 2.74
Illumina | COVIDSeq Test* | SARS-CoV-2 RNA Sequence | nasopharyngeal (NP) swabs (258500001^Nasopharyngeal swab^SCT) oropharyngeal (OP) swabs (258529004^Throat swab^SCT) anterior nasal swabs (697989009^Anterior nares swab^SCT) mid-turbinate nasal swabs (1293160008^Swab from middle region of inferior nasal meatus^SCT) nasopharyngeal wash/aspirates (258411007^Nasopharyngeal aspirate^SCT) nasal aspirates (429931000124105^Nasal aspirate specimen^SCT) bronchoalveolar lavage (BAL) (258607008^Bronchoalveolar lavage fluid sample^SCT) | the actual sequence as FASTA file or text or pdf | 94764-8 | SARS-CoV-2 (COVID-19) whole genome [Nucleotide sequence] in Isolate by Sequencing | 95424-8 | SARS-CoV-2 (COVID-19) RNA [Presence] in Respiratory specimen by Sequencing |  |  |  | Illumina COVIDSeq Test_Illumina, Inc. | EUA | NextSeq 550Dx Sequencing System_Illumina | MNI | SARS coronavirus 2 whole genome | Seq | Pt | Isolate | Nom | Sequencing | 20201118 | 2.68
Immunodiagnostic Systems Ltd. | IDS SARS-CoV-2 IgG | SARS-CoV-2 IgG antibodies | serum (119364003^Serum specimen^SCT) plasma (119361006^Plasma specimen^SCT) | Negative (260385009^Negative^SCT) Positive (10828004^Positive^SCT) | 94563-4 | SARS-CoV-2 (COVID-19) IgG Ab [Presence] in Serum or Plasma by Immunoassay | 94563-4 | SARS-CoV-2 (COVID-19) IgG Ab [Presence] in Serum or Plasma by Immunoassay | Results reported outside the laboratory should be reported qualitatively as positive or negative. Numerical values should not be reported outside the laboratory. |  |  | IDS SARS-CoV-2 IgG_Immunodiagnostic Systems Ltd. | EUA | iSYS Multi-Discipline Automated System_IDS | MNI | SARS coronavirus 2 Ab.IgG | PrThr | Pt | Ser/Plas | Ord | IA | 20210217 | 2.69
Immunostics Inc. | Swab-N-Go Home Test COVID-19 Ag | SARS-CoV-2 nucleocapsid protein antigens | anterior nasal (nares) swab (697989009^Anterior nares swab^SCT) | Positive (260373001^Detected^SCT) Negative (260415000^Not Detected^SCT) Invalid (455371000124106^Invalid result^SCT or 125154007^Specimen unsatisfactory for evaluation^SCT) | 97097-0 | SARS-CoV-2 (COVID-19) Ag [Presence] in Upper respiratory specimen by Rapid immunoassay | 97097-0 | SARS-CoV-2 (COVID-19) Ag [Presence] in Upper respiratory specimen by Rapid immunoassay |  |  |  | Swab-N-Go Home Test COVID-19 Ag_Immunostics Inc. | EUA | No Equipment | NA | SARS coronavirus 2 Ag | PrThr | Pt | Respiratory.upper | Ord | IA.rapid | 20230727 | 2.74
InBios International Inc. | SCoV-2 Ag Detect Rapid Self-Test | SARS-CoV-2 Nucleoprotein antigen | anterior nasal (nares) swab (697989009^Anterior nares swab^SCT) | Positive Result (260373001^Detected^SCT) Negative Result (260415000^Not Detected^SCT) Invalid Result (455371000124106^Invalid result^SCT or 125154007^Specimen unsatisfactory for evaluation^SCT) | 97097-0 | SARS-CoV-2 (COVID-19) Ag [Presence] in Upper respiratory specimen by Rapid immunoassay | 97097-0 | SARS-CoV-2 (COVID-19) Ag [Presence] in Upper respiratory specimen by Rapid immunoassay |  |  |  | SCoV-2 Ag Detect Rapid Self-Test_InBios International Inc. | EUA | No Equipment | NA | SARS coronavirus 2 Ag | PrThr | Pt | Respiratory.upper | Ord | IA.rapid | 20211201 | 2.70
InBios International, Inc | SCoV-2 Detect IgG ELISA* | IgG SARS-CoV-2 antibodies | serum (119364003^Serum specimen^SCT) plasma (119361006^Plasma specimen^SCT) | Retest (455371000124106^Invalid result^SCT or 125154007^Specimen unsatisfactory for evaluation^SCT) Positive (10828004^Positive^SCT) Negative (260385009^Negative^SCT) | 94563-4 | SARS-CoV-2 (COVID19) IgG Ab [Presence] in Serum or Plasma by Immunoassay | 94563-4 | SARS-CoV-2 (COVID19) IgG Ab [Presence] in Serum or Plasma by Immunoassay |  |  |  | SCoV-2 Detect IgG ELISA_InBios International, Inc. | EUA | Dynex DSX System_Dynex Technologies | MNI | SARS coronavirus 2 Ab.IgG | PrThr | Pt | Ser/Plas | Ord | IA | 20220727 | 2.68
InBios International, Inc | SCoV-2 Detect IgG ELISA* | IgG SARS-CoV-2 antibodies | serum (119364003^Serum specimen^SCT) plasma (119361006^Plasma specimen^SCT) | Retest (455371000124106^Invalid result^SCT or 125154007^Specimen unsatisfactory for evaluation^SCT) Positive (10828004^Positive^SCT) Negative (260385009^Negative^SCT) | 94563-4 | SARS-CoV-2 (COVID19) IgG Ab [Presence] in Serum or Plasma by Immunoassay | 94563-4 | SARS-CoV-2 (COVID19) IgG Ab [Presence] in Serum or Plasma by Immunoassay |  |  |  | SCoV-2 Detect IgG ELISA_InBios International, Inc. | EUA | an ELISA spectrophotometer_NA | MNI | SARS coronavirus 2 Ab.IgG | PrThr | Pt | Ser/Plas | Ord | IA | 20220727 | 2.68
InBios International, Inc | SCoV-2 Detect IgM ELISA* | IgM antibodies to SARS-CoV-2 | serum (119364003^Serum specimen^SCT) | Positive (10828004^Positive^SCT) Negative (260385009^Negative^SCT) | 94564-2 | SARS-CoV-2 (COVID-19) IgM Ab [Presence] in Serum or Plasma by Immunoassay | 94564-2 | SARS-CoV-2 (COVID-19) IgM Ab [Presence] in Serum or Plasma by Immunoassay |  |  |  | SCoV-2 Detect IgM ELISA_InBios International, Inc. | EUA | a microplate reader_NA | MNI | SARS coronavirus 2 Ab.IgM | PrThr | Pt | Ser/Plas | Ord | IA | 20200707 | 2.68
InBios International, Inc | SCoV-2 Detect IgG Rapid Test* | IgG antibodies to SARS-CoV-2 | serum (119364003^Serum specimen^SCT) plasma (119361006^Plasma specimen^SCT) venous whole blood (258580003^Whole blood sample^SCT) fingerstick whole blood (122554006^Capillary blood specimen^SCT) | Positive (10828004^Positive^SCT) Negative (260385009^Negative^SCT) Invalid (455371000124106^Invalid result^SCT or 125154007^Specimen unsatisfactory for evaluation^SCT) | 94507-1 | SARS-CoV-2 (COVID-19) IgG Ab [Presence] in Serum, Plasma or Blood by Rapid immunoassay | 94507-1 | SARS-CoV-2 (COVID-19) IgG Ab [Presence] in Serum, Plasma or Blood by Rapid immunoassay |  |  |  | SCoV-2 Detect IgG Rapid Test_InBios International, Inc | EUA | No Equipment | NA | SARS coronavirus 2 Ab.IgG | PrThr | Pt | Ser/Plas/Bld | Ord | IA.rapid | 20210901 | 2.69
InBios International, Inc | Smart Detect SARS-CoV-2 rRT-PCR Kit* | SARS-CoV-2 Final interpretation | nasopharyngeal swab (258500001^Nasopharyngeal swab^SCT) anterior nasal swab (697989009^Anterior nares swab^SCT) midturbinate nasal swab (1293160008^Swab from middle region of inferior nasal meatus^SCT) | SARS-CoV-2 negative (260415000^Not Detected^SCT) SARS-CoV-2 positive (260373001^Detected^SCT) SARS-CoV-2 presumptive positive; retest specimen (720735008^Presumptive positive^SCT) Invalid; retest specimen 455371000124106^Invalid result^SCT or 125154007^Specimen unsatisfactory for evaluation^SCT | 94500-6 | SARS coronavirus 2 RNA [Presence] in Respiratory specimen by NAA with probe detection | 94531-1 | SARS coronavirus 2 RNA panel - Respiratory specimen by NAA with probe detection |  |  |  | Smart Detect SARS-CoV-2 rRT-PCR Kit_InBios International, Inc | EUA | 10190302000222 | DII | SARS coronavirus 2 RNA | PrThr | Pt | Respiratory | Ord | Probe.amp.tar | 20201118 | 2.68
InBios International, Inc | Smart Detect SARS-CoV-2 rRT-PCR Kit* | SARS-CoV-2 Final interpretation | nasopharyngeal swab (258500001^Nasopharyngeal swab^SCT) anterior nasal swab (697989009^Anterior nares swab^SCT) midturbinate nasal swab (1293160008^Swab from middle region of inferior nasal meatus^SCT) | SARS-CoV-2 negative (260415000^Not Detected^SCT) SARS-CoV-2 positive (260373001^Detected^SCT) SARS-CoV-2 presumptive positive; retest specimen (720735008^Presumptive positive^SCT) Invalid; retest specimen 455371000124106^Invalid result^SCT or 125154007^Specimen unsatisfactory for evaluation^SCT | 94500-6 | SARS coronavirus 2 RNA [Presence] in Respiratory specimen by NAA with probe detection | 94531-1 | SARS coronavirus 2 RNA panel - Respiratory specimen by NAA with probe detection |  |  |  | Smart Detect SARS-CoV-2 rRT-PCR Kit_InBios International, Inc | EUA | CFX96 Touch Real-Time PCR System_BioRad | MNI | SARS coronavirus 2 RNA | PrThr | Pt | Respiratory | Ord | Probe.amp.tar | 20201118 | 2.68
InBios International, Inc | Smart Detect SARS-CoV-2 rRT-PCR Kit* | SARS-CoV-2 Final interpretation | nasopharyngeal swab (258500001^Nasopharyngeal swab^SCT) anterior nasal swab (697989009^Anterior nares swab^SCT) midturbinate nasal swab (1293160008^Swab from middle region of inferior nasal meatus^SCT) | SARS-CoV-2 negative (260415000^Not Detected^SCT) SARS-CoV-2 positive (260373001^Detected^SCT) SARS-CoV-2 presumptive positive; retest specimen (720735008^Presumptive positive^SCT) Invalid; retest specimen 455371000124106^Invalid result^SCT or 125154007^Specimen unsatisfactory for evaluation^SCT | 94500-6 | SARS coronavirus 2 RNA [Presence] in Respiratory specimen by NAA with probe detection | 94531-1 | SARS coronavirus 2 RNA panel - Respiratory specimen by NAA with probe detection |  |  |  | Smart Detect SARS-CoV-2 rRT-PCR Kit_InBios International, Inc | EUA | CFX384 Touch Real-Time PCR_BioRad | MNI | SARS coronavirus 2 RNA | PrThr | Pt | Respiratory | Ord | Probe.amp.tar | 20201118 | 2.68
InBios International, Inc. | SCoV-2 Detect Neutralizing Ab ELISA | SARS CoV-2 total neutralizing antibodies | serum (119364003^Serum specimen^SCT) plasma (119361006^Plasma specimen^SCT) | Positive (10828004^Positive^SCT) Negative (260385009^Negative^SCT) | 96603-6 | SARS-CoV-2 (COVID-19) S protein RBD neutralizing antibody [Presence] in Serum or Plasma by Immunoassay | 96603-6 | SARS-CoV-2 (COVID-19) S protein RBD neutralizing antibody [Presence] in Serum or Plasma by Immunoassay | Signal Inhibition Results should not be reported to the end user. The clinical applicability of detection or correlation with neutralizing activity f or antibodies to SARS-CoV-2 at =20% SI is currently unknown and results cannot be interpreted as an indication of degree of immunity or protection from infection. Because SARS-CoV-2 neutralizing antibody assays are not standardized, and the performance characteristics of each SARS-CoV-2 neutralizing antibody test is uniquely established, results from different SARS-CoV-2 neutralizing antibody assays cannot be compared. |  |  | SCoV-2 Detect Neutralizing Ab ELISA_InBios International, Inc. | EUA | an ELISA spectrophotometer_NA | MNI | SARS coronavirus 2 spike protein RBD Ab.neut | PrThr | Pt | Ser/Plas | Ord | IA | 20211117 | 2.69
InBios International, Inc. | SCoV-2 Ag Detect Rapid Test | SARS-CoV-2 Nucleoprotein antigen Result Interpretation | anterior nasal swab (697989009^Anterior nares swab^SCT) | Positive Result (260373001^Detected^SCT) Negative Result (260415000^Not Detected^SCT) Invalid Result (455371000124106^Invalid result^SCT or 125154007^Specimen unsatisfactory for evaluation^SCT) | 95209-3 | SARS-CoV+SARS-CoV-2 (COVID-19) Ag [Presence] in Respiratory specimen by Rapid immunoassay | 95209-3 | SARS-CoV+SARS-CoV-2 (COVID-19) Ag [Presence] in Respiratory specimen by Rapid immunoassay |  |  |  | SCoV-2 Ag Detect Rapid Test_InBios International, Inc. | EUA | No Equipment | NA | SARS coronavirus+SARS coronavirus 2 Ag | PrThr | Pt | Respiratory | Ord | IA.rapid | 20210512 | 2.69
Infectious Disease Diagnostics Laboratory - Children's Hospital of Philadelphia | LDT: SARS-CoV-2 RT-PCR test* | SARS-CoV-2 Result Interpretation | nasopharyngeal swabs (258500001^Nasopharyngeal swab^SCT) nasal swabs (445297001^Swab of internal nose^SCT) mid-turbinate nasal swab (1293160008^Swab from middle region of inferior nasal meatus^SCT) BAL (258607008^Bronchoalveolar lavage fluid sample^SCT) | Positive2019-NCoV(260373001^Detected^SCT) Negative (260415000^Not detected^SCT) Invalid (455371000124106^Invalid result^SCT or 125154007^Specimen unsatisfactory for evaluation^SCT) | 94757-2 | SARS coronavirus 2 N gene [Presence] in Respiratory specimen by Nucleic acid amplification using CDC primer-probe set N2 | 94757-2 | SARS coronavirus 2 N gene [Presence] in Respiratory specimen by Nucleic acid amplification using CDC primer-probe set N2 |  |  |  | SARS-CoV-2 RT-PCR test_Infectious Disease Diagnostics Laboratory - Children's Hospital of Philadelphia | EUA | ABI QuantStudio Dx_Thermo Fisher | MNI | SARS coronavirus 2 N gene | PrThr | Pt | Respiratory | Ord | Probe.amp.tar.CDC primer-probe set N2 | 20200519 | 2.68
Infectious Diseases Diagnostics Laboratory (IDDL), Boston Children's Hospital | LDT: Childrens-Altona-SARS-CoV-2 Assay* | SARS-CoV-2 Result Interpretation | Oropharyngeal swab (258529004^Throat swab^SCT) nasopharyngeal swab (258500001^Nasopharyngeal swab^SCT) anterior nasal swab (697989009^Anterior nares swab^SCT) mid-turbinate nasal swab (1293160008^Swab from middle region of inferior nasal meatus^SCT) | Positive(260373001^Detected^SCT) Negative (260415000^Not detected^SCT) Inconclusive (419984006^Inconclusive^SCT) | 94500-6 | SARS coronavirus 2 RNA [Presence] in Respiratory specimen by NAA with probe detection | 94500-6 | SARS coronavirus 2 RNA [Presence] in Respiratory specimen by NAA with probe detection |  |  |  | Childrens-Altona-SARS-CoV-2 Assay_Infectious Diseases Diagnostics Laboratory (IDDL), Boston Children's Hospital | EUA | Rotor-Gene Q 5plex_QIAGEN GmbH | MNI | SARS coronavirus 2 RNA | PrThr | Pt | Respiratory | Ord | Probe.amp.tar | 20200519 | 2.68
Infinity BiologiX LLC | LDT: Infinity BiologiX TaqPath SARS-CoV-2 Assay* | SARS-CoV-2 Result Interpretation | oropharyngeal (throat) swab (258529004^Throat swab^SCT) nasopharyngeal swab (258500001^Nasopharyngeal swab^SCT) anterior nasal swab (697989009^Anterior nares swab^SCT) mid-turbinate nasal swab (1293160008^Swab from middle region of inferior nasal meatus^SCT) bronchoalveolar lavage (BAL) fluid (258607008^Bronchoalveolar lavage fluid sample^SCT) | Negative (260415000^Not Detected^SCT) Positive (260373001^Detected^SCT) inconclusive (419984006^Inconclusive^SCT) | 94500-6 | SARS-CoV-2 (COVID-19) RNA [Presence] in Respiratory specimen by NAA with probe detection | 94531-1 | SARS-CoV-2 (COVID-19) RNA panel - Respiratory specimen by NAA with probe detection | This test is also distributed under the brand name: • SDTL Saliva Test Kit |  |  | Infinity BiologiX TaqPath SARS-CoV-2 Assay_Infinity BiologiX LLC | EUA | 10190302015592 | DII | SARS coronavirus 2 RNA | PrThr | Pt | Respiratory | Ord | Probe.amp.tar | 20201021 | 2.68
Infinity BiologiX LLC | LDT: Infinity BiologiX TaqPath SARS-CoV-2 Assay* | SARS-CoV-2 Result Interpretation | oropharyngeal (throat) swab (258529004^Throat swab^SCT) nasopharyngeal swab (258500001^Nasopharyngeal swab^SCT) anterior nasal swab (697989009^Anterior nares swab^SCT) mid-turbinate nasal swab (1293160008^Swab from middle region of inferior nasal meatus^SCT) bronchoalveolar lavage (BAL) fluid (258607008^Bronchoalveolar lavage fluid sample^SCT) | Negative (260415000^Not Detected^SCT) Positive (260373001^Detected^SCT) inconclusive (419984006^Inconclusive^SCT) | 94500-6 | SARS-CoV-2 (COVID-19) RNA [Presence] in Respiratory specimen by NAA with probe detection | 94531-1 | SARS-CoV-2 (COVID-19) RNA panel - Respiratory specimen by NAA with probe detection | This test is also distributed under the brand name: • SDTL Saliva Test Kit |  |  | Infinity BiologiX TaqPath SARS-CoV-2 Assay_Infinity BiologiX LLC | EUA | ABI ViiA 7 PCR System_Thermo Fisher | MNI | SARS coronavirus 2 RNA | PrThr | Pt | Respiratory | Ord | Probe.amp.tar | 20201021 | 2.68
Infinity BiologiX LLC | LDT: Infinity BiologiX TaqPath SARS-CoV-2 Assay* | SARS-CoV-2 Result Interpretation | saliva (258560004^Oral saliva sample^SCT) | Negative (260415000^Not Detected^SCT) Positive (260373001^Detected^SCT) inconclusive (419984006^Inconclusive^SCT) | 94845-5 | SARS-CoV-2 (COVID-19) RNA [Presence] in Saliva (oral fluid) by NAA with probe detection | 95826-4 | SARS-CoV-2 (COVID-19) RNA panel - Saliva (oral fluid) by NAA with probe detection | This test is also distributed under the brand name: • SDTL Saliva Test Kit |  |  | Infinity BiologiX TaqPath SARS-CoV-2 Assay_Infinity BiologiX LLC | EUA | 10190302015592 | DII | SARS coronavirus 2 RNA | PrThr | Pt | Saliva | Ord | Probe.amp.tar | 20201021 | 2.68
Infinity BiologiX LLC | LDT: Infinity BiologiX TaqPath SARS-CoV-2 Assay* | SARS-CoV-2 Result Interpretation | saliva (258560004^Oral saliva sample^SCT) | Negative (260415000^Not Detected^SCT) Positive (260373001^Detected^SCT) inconclusive (419984006^Inconclusive^SCT) | 94845-5 | SARS-CoV-2 (COVID-19) RNA [Presence] in Saliva (oral fluid) by NAA with probe detection | 95826-4 | SARS-CoV-2 (COVID-19) RNA panel - Saliva (oral fluid) by NAA with probe detection | This test is also distributed under the brand name: • SDTL Saliva Test Kit |  |  | Infinity BiologiX TaqPath SARS-CoV-2 Assay_Infinity BiologiX LLC | EUA | ABI ViiA 7 PCR System_Thermo Fisher | MNI | SARS coronavirus 2 RNA | PrThr | Pt | Saliva | Ord | Probe.amp.tar | 20201021 | 2.68
Inform Diagnostics, Inc. | Inform Diagnostics SARS-CoV-2 RT-PCR Assay* | SARS-CoV-2 RNA | nasopharyngeal swabs (258500001^Nasopharyngeal swab^SCT) oropharyngeal swabs (258529004^Throat swab^SCT) anterior nasal swabs (697989009^Anterior nares swab^SCT) midturbinate nasal swabs (1293160008^Swab from middle region of inferior nasal meatus^SCT) nasopharyngeal wash/aspirate (258467004^Nasopharyngeal washings^SCT or 258411007^Nasopharyngeal aspirate^SCT) nasal aspirates (429931000124105^Nasal aspirate specimen^SCT) bronchoalveolar lavage (BAL) (258607008^Bronchoalveolar lavage fluid sample^SCT) | SARS-CoV-2 Detected (260373001^Detected^SCT) SARS-CoV-2 Not Detected (260415000^Not Detected^SCT) Invalid test (455371000124106^Invalid result^SCT or 125154007^Specimen unsatisfactory for evaluation^SCT) | 94533-7 | SARS-CoV-2 (COVID-19) N gene [Presence] in Respiratory specimen by NAA with probe detection | 94531-1 | SARS coronavirus 2 RNA panel - Respiratory specimen by NAA with probe detection |  |  |  | Inform Diagnostics SARS-CoV-2 RT-PCR Assay_Inform Diagnostics, Inc. | EUA | 10190302000222 | DII | SARS coronavirus 2 N gene | PrThr | Pt | Respiratory | Ord | Probe.amp.tar | 20200707 | 2.68
INNO Diagnostics Reference Laboratory, Ponce Medical School | LDT: PMSF-INNO SARS-CoV-2 RT-PCR Test (Authorized by HHS/OASH)* | SARS-CoV-2 RNA Report | nasopharyngeal swabs (258500001^Nasopharyngeal swab^SCT) | Positive SARS-CoV-2 (260373001^Detected^SCT) Inconclusive (419984006^Inconclusive^SCT) Not detected (260415000^Not Detected^SCT) Invalid (455371000124106^Invalid result^SCT or 125154007^Specimen unsatisfactory for evaluation^SCT) | 94500-6 | SARS-CoV-2 (COVID-19) RNA [Presence] in Respiratory specimen by NAA with probe detection | 94531-1 | SARS-CoV-2 (COVID-19) RNA panel - Respiratory specimen by NAA with probe detection | Testing is limited to INNO Diagnostics Reference Laboratory at Ponce Medical School Foundation, Inc. in Ponce, Puerto Rico |  |  | PMSF-INNO SARS-CoV-2 RT-PCR Test (Authorized by HHS/OASH)_INNO Diagnostics Reference Laboratory, Ponce Medical School | EUA | LightCycler 480 Instrument II_Roche | MNI | SARS coronavirus 2 RNA | PrThr | Pt | Respiratory | Ord | Probe.amp.tar | 20210811 | 2.69
Innovita (Tangshan) Biological Technology Co., Ltd. | Innovita 2019-nCoV Ab Test (Colloidal Gold)* | SARS-CoV-2 IgM antibody | serum (119364003^Serum specimen^SCT) plasma (119361006^Plasma specimen^SCT) venous whole blood (122555007^Venous blood specimen^SCT) | IgM Positive (10828004^Positive^SCT) Negative (260385009^Negative^SCT) Invalid (455371000124106^Invalid result^SCT or 125154007^Specimen unsatisfactory for evaluation^SCT) | 94508-9 | SARS-CoV-2 (COVID-19) IgM Ab [Presence] in Serum, Plasma or Blood by Rapid immunoassay | 94503-0 | SARS-CoV-2 (COVID-19) Ab panel - Serum, Plasma or Blood by Rapid immunoassay | Expect to be reported together with the Rapid IA result for IgG. |  |  | Innovita 2019-nCoV Ab Test (Colloidal Gold)_Innovita (Tangshan) Biological Technology Co., Ltd. | EUA | No Equipment | NA | SARS coronavirus 2 Ab.IgM | PrThr | Pt | Ser/Plas/Bld | Ord | IA.rapid | 20201209 | 2.68
Innovita (Tangshan) Biological Technology Co., Ltd. | Innovita 2019-nCoV Ab Test (Colloidal Gold)* | SARS-CoV-2 IgG antibody | serum (119364003^Serum specimen^SCT) plasma (119361006^Plasma specimen^SCT) venous whole blood (122555007^Venous blood specimen^SCT) | IgG Positive (10828004^Positive^SCT) Negative (260385009^Negative^SCT) Invalid (455371000124106^Invalid result^SCT or 125154007^Specimen unsatisfactory for evaluation^SCT) | 94507-1 | SARS-CoV-2 (COVID-19) IgG Ab [Presence] in Serum, Plasma or Blood by Rapid immunoassay | 94503-0 | SARS-CoV-2 (COVID-19) Ab panel - Serum, Plasma or Blood by Rapid immunoassay | Expect to be reported together with the Rapid IA result for IgM. |  |  | Innovita 2019-nCoV Ab Test (Colloidal Gold)_Innovita (Tangshan) Biological Technology Co., Ltd. | EUA | No Equipment | NA | SARS coronavirus 2 Ab.IgG | PrThr | Pt | Ser/Plas/Bld | Ord | IA.rapid | 20201209 | 2.68
Inova Diagnostics, Inc. | QUANTA Flash SARS-CoV-2 IgG* | SARS CoV-2 IgG antibodies | serum (119364003^Serum specimen^SCT) plasma (119361006^Plasma specimen^SCT) | structured numeric result CU (chemiluminescent units) | 94505-5 | SARS-CoV-2 (COVID-19) IgG Ab [Units/volume] in Serum or Plasma by Immunoassay | 94505-5 | SARS-CoV-2 (COVID-19) IgG Ab [Units/volume] in Serum or Plasma by Immunoassay |  |  |  | QUANTA Flash SARS-CoV-2 IgG_Inova Diagnostics, Inc. | EUA | BIO-FLASH Instrument_Inova | MNI | SARS coronavirus 2 Ab.IgG | ACnc | Pt | Ser/Plas | Qn | IA | 20210428 | 2.69
Inova Diagnostics, Inc. | QUANTA Flash SARS-CoV-2 IgG* | SARS CoV-2 IgG antibodies | serum (119364003^Serum specimen^SCT) plasma (119361006^Plasma specimen^SCT) | Negative (260385009^Negative^SCT) Positive (10828004^Positive^SCT) | 94563-4 | SARS-CoV-2 (COVID-19) IgG Ab [Presence] in Serum or Plasma by Immunoassay | 94505-5 | SARS-CoV-2 (COVID-19) IgG Ab [Units/volume] in Serum or Plasma by Immunoassay |  |  |  | QUANTA Flash SARS-CoV-2 IgG_Inova Diagnostics, Inc. | EUA | BIO-FLASH Instrument_Inova | MNI | SARS coronavirus 2 Ab.IgG | PrThr | Pt | Ser/Plas | Ord | IA | 20210428 | 2.69
InspectIR Systems LLC | InspectIR COVID-19 Breathalyzer* | SARS-CoV-2 Result | exhaled breath sample (119336008^Exhaled air specimen^SCT) | Presumptive Positive (+) (720735008^Presumptive positive^SCT) Negative (-) (260415000^Not Detected^SCT) | 100342-5 | Volatile Organic Compounds associated with SARS-CoV-2 infection [Presence] in Exhaled gas by Gas chromatography-mass spectrometry | 100342-5 | Volatile Organic Compounds associated with SARS-CoV-2 infection [Presence] in Exhaled gas by Gas chromatography-mass spectrometry | A 'False positive' result may occur, but all "positive" results must be confirmed with a highly sensitive FDA Authorized molecular assay. |  |  | InspectIR COVID-19 Breathalyzer_InspectIR Systems LLC | EUA | PNY-1000 instrument_InspectIR | MNI | Volatile Organic Compounds associated with SARS-CoV-2 infection | PrThr | Pt | Exhl gas | Ord | GC-MS | 20230308 | 2.74
Integrity Laboratories | LDT: SARS-CoV-2 Assay* | SARS-CoV-2 Result Interpretation | Nasal swab (445297001^Swab of internal nose^SCT) nasopharyngeal swab (258500001^Nasopharyngeal swab^SCT) oropharyngeal swab (258529004^Throat swab^SCT) | Positive2019-NCoV(260373001^Detected^SCT) Not detected (260415000^Not detected^SCT) Inconclusive (419984006^Inconclusive^SCT) Invalid (455371000124106^Invalid result^SCT or 125154007^Specimen unsatisfactory for evaluation^SCT) | 94533-7 | SARS coronavirus 2 N gene [Presence] in Respiratory specimen by NAA with probe detection | 94531-1 | SARS coronavirus 2 RNA panel - Respiratory specimen by NAA with probe detection |  |  |  | SARS-CoV-2 Assay_Integrity Laboratories | EUA | ABI QuantStudio 12K Flex_Thermo Fisher | MNI | SARS coronavirus 2 N gene | PrThr | Pt | Respiratory | Ord | Probe.amp.tar | 20200519 | 2.68
Ipsum Diagnostics, LLC | COV-19 IDx assay* | COV-19 IDx assay Report | nasopharyngeal swab (258500001^Nasopharyngeal swab^SCT) oropharyngeal swab (258529004^Throat swab^SCT) | Positive (260373001^Detected^SCT) Negative (260415000^Not detected^SCT) Invalid Result (455371000124106^Invalid result^SCT or 125154007^Specimen unsatisfactory for evaluation^SCT) | 94533-7 | SARS coronavirus 2 N gene [Presence] in Respiratory specimen by NAA with probe detection | 94533-7 | SARS coronavirus 2 N gene [Presence] in Respiratory specimen by NAA with probe detection |  |  |  | COV-19 IDx assay_Ipsum Diagnostics, LLC | EUA | ABI QuantStudio 12K Flex_Thermo Fisher | MNI | SARS coronavirus 2 N gene | PrThr | Pt | Respiratory | Ord | Probe.amp.tar | 20200428 | 2.68
ISPM Labs, LLC dba Capstone Healthcare | LDT: Genus SARS-CoV-2 Assay* | SARS-CoV-2 Result Interpretation | nasopharyngeal swabs (258500001^Nasopharyngeal swab^SCT) oropharyngeal swabs (258529004^Throat swab^SCT) | 2019-nCoV detected (260373001^Detected^SCT) Inconclusive Result (419984006^Inconclusive^SCT) 2019-nCoV not detected (260415000^Not Detected^SCT) Invalid Result (455371000124106^Invalid result^SCT or 125154007^Specimen unsatisfactory for evaluation^SCT) | 94533-7 | SARS-CoV-2 (COVID-19) N gene [Presence] in Respiratory specimen by NAA with probe detection | 94533-7 | SARS-CoV-2 (COVID-19) N gene [Presence] in Respiratory specimen by NAA with probe detection | Testing is limited to the Clinical Virology Laboratory at Capstone Healthcare located at 8601 Dunwoody Pl. Ste. 444, Sandy Springs, GA 20250 |  |  | Genus SARS-CoV-2 Assay_ISPM Labs, LLC dba Capstone Healthcare | EUA | ABI QuantStudio 12K Flex_Thermo Fisher | MNI | SARS coronavirus 2 N gene | PrThr | Pt | Respiratory | Ord | Probe.amp.tar | 20200811 | 2.68
Jiangsu Bioperfectus Technologies | COVID-19 Coronavirus Real Time PCR Kit* | SARS-CoV-2 Result Interpretation | nasopharyngeal swabs (258500001^Nasopharyngeal swab^SCT) oropharyngeal (throat) swabs (258529004^Throat swab^SCT) anterior nasal swabs (697989009^Anterior nares swab^SCT) mid-turbinate nasal swabs (1293160008^Swab from middle region of inferior nasal meatus^SCT) nasal aspirates (429931000124105^Nasal aspirate specimen^SCT) nasal washes (433871000124101^Nasal washings^SCT) bronchoalveolar lavage (BAL) fluid (258607008^Bronchoalveolar lavage fluid sample^SCT) sputum (119334006^Sputum specimen^SCT) | Detected SARS-CoV-2 (260373001^Detected^SCT) Inconclusive results (419984006^Inconclusive^SCT) SARS-CoV-2 Not detected (260415000^Not detected^SCT) Invalid (455371000124106^Invalid result^SCT or 125154007^Specimen unsatisfactory for evaluation^SCT) | 94500-6 | SARS-CoV-2 (COVID19) RNA [Presence] in Respiratory specimen by NAA with probe detection | 94531-1 | SARS-CoV-2 (COVID19) RNA panel - Respiratory specimen by NAA with probe detection |  |  |  | COVID-19 Coronavirus Real Time PCR Kit_Jiangsu Bioperfectus Technologies Co., Ltd. | EUA | ABI 7500 Real-Time PCR_Thermo Fisher | MNI | SARS coronavirus 2 RNA | PrThr | Pt | Respiratory | Ord | Probe.amp.tar | 20220727 | 2.68
Jiangsu Bioperfectus Technologies | COVID-19 Coronavirus Real Time PCR Kit* | SARS-CoV-2 Result Interpretation | nasopharyngeal swabs (258500001^Nasopharyngeal swab^SCT) oropharyngeal (throat) swabs (258529004^Throat swab^SCT) anterior nasal swabs (697989009^Anterior nares swab^SCT) mid-turbinate nasal swabs (1293160008^Swab from middle region of inferior nasal meatus^SCT) nasal aspirates (429931000124105^Nasal aspirate specimen^SCT) nasal washes (433871000124101^Nasal washings^SCT) bronchoalveolar lavage (BAL) fluid (258607008^Bronchoalveolar lavage fluid sample^SCT) sputum (119334006^Sputum specimen^SCT) | Detected SARS-CoV-2 (260373001^Detected^SCT) Inconclusive results (419984006^Inconclusive^SCT) SARS-CoV-2 Not detected (260415000^Not detected^SCT) Invalid (455371000124106^Invalid result^SCT or 125154007^Specimen unsatisfactory for evaluation^SCT) | 94500-6 | SARS-CoV-2 (COVID19) RNA [Presence] in Respiratory specimen by NAA with probe detection | 94531-1 | SARS-CoV-2 (COVID19) RNA panel - Respiratory specimen by NAA with probe detection |  |  |  | COVID-19 Coronavirus Real Time PCR Kit_Jiangsu Bioperfectus Technologies Co., Ltd. | EUA | 10190302015592 | DII | SARS coronavirus 2 RNA | PrThr | Pt | Respiratory | Ord | Probe.amp.tar | 20220727 | 2.68
Jiangsu Bioperfectus Technologies | COVID-19 Coronavirus Real Time PCR Kit* | SARS-CoV-2 Result Interpretation | nasopharyngeal swabs (258500001^Nasopharyngeal swab^SCT) oropharyngeal (throat) swabs (258529004^Throat swab^SCT) anterior nasal swabs (697989009^Anterior nares swab^SCT) mid-turbinate nasal swabs (1293160008^Swab from middle region of inferior nasal meatus^SCT) nasal aspirates (429931000124105^Nasal aspirate specimen^SCT) nasal washes (433871000124101^Nasal washings^SCT) bronchoalveolar lavage (BAL) fluid (258607008^Bronchoalveolar lavage fluid sample^SCT) sputum (119334006^Sputum specimen^SCT) | Detected SARS-CoV-2 (260373001^Detected^SCT) Inconclusive results (419984006^Inconclusive^SCT) SARS-CoV-2 Not detected (260415000^Not detected^SCT) Invalid (455371000124106^Invalid result^SCT or 125154007^Specimen unsatisfactory for evaluation^SCT) | 94500-6 | SARS-CoV-2 (COVID19) RNA [Presence] in Respiratory specimen by NAA with probe detection | 94531-1 | SARS-CoV-2 (COVID19) RNA panel - Respiratory specimen by NAA with probe detection |  |  |  | COVID-19 Coronavirus Real Time PCR Kit_Jiangsu Bioperfectus Technologies Co., Ltd. | EUA | LightCycler 480 Instrument_Roche | MNI | SARS coronavirus 2 RNA | PrThr | Pt | Respiratory | Ord | Probe.amp.tar | 20220727 | 2.68
Jiangsu CoWin Biotech Co., Ltd. | Novel Coronavirus (SARS-CoV-2) Fast Nucleic Acid Detection Kit (PCR-Fluorescence Probing)* | SARS-CoV-2 Result Interpretation | oropharyngeal swab specimens (258529004^Throat swab^SCT) | SARS-CoV-2 Positive (260373001^Detected^SCT) SARS-CoV-2 Presumptive Positive (720735008^Presumptive positive^SCT) SARS-CoV-2 Negative (260415000^Not Detected^SCT) Invalid (455371000124106^Invalid result^SCT or 125154007^Specimen unsatisfactory for evaluation^SCT) | 94500-6 | SARS-CoV-2 (COVID-19) RNA [Presence] in Respiratory specimen by NAA with probe detection | 94531-1 | SARS-CoV-2 (COVID-19) RNA panel - Respiratory specimen by NAA with probe detection |  |  |  | Novel Coronavirus (SARS-CoV-2) Fast Nucleic Acid Detection Kit (PCR-Fluorescence Probing)_Jiangsu CoWin Biotech Co., Ltd. | EUA | ABI 7500 Real-Time PCR_Thermo Fisher | MNI | SARS coronavirus 2 RNA | PrThr | Pt | Respiratory | Ord | Probe.amp.tar | 20200728 | 2.68
Jiangsu Well Biotech Co., Ltd. | Orawell IgM/IgG Rapid Test* | anti-SARS-CoV-2 IgG | serum (119364003^Serum specimen^SCT) plasma (119361006^Plasma specimen^SCT) | Positive result (10828004^Positive^SCT) Negative result (260385009^Negative^SCT) Invalid result (455371000124106^Invalid result^SCT or 125154007^Specimen unsatisfactory for evaluation^SCT) | 94507-1 | SARS-CoV-2 (COVID-19) IgG Ab [Presence] in Serum, Plasma or Blood by Rapid immunoassay | 94503-0 | SARS-CoV-2 (COVID-19) Ab panel - Serum, Plasma or Blood by Rapid immunoassay | This test is also distributed under the brand name: • INDICAID COVID-19 IgM/IgG Rapid Test Expect to be reported together with the Rapid IA result for IgM. |  |  | Orawell IgM/IgG Rapid Test_Jiangsu Well Biotech Co., Ltd. | EUA | No Equipment | NA | SARS coronavirus 2 Ab.IgG | PrThr | Pt | Ser/Plas/Bld | Ord | IA.rapid | 20201021 | 2.68
Jiangsu Well Biotech Co., Ltd. | Orawell IgM/IgG Rapid Test* | anti-SARS-CoV-2 IgM | serum (119364003^Serum specimen^SCT) plasma (119361006^Plasma specimen^SCT) | Positive result (10828004^Positive^SCT) Negative result (260385009^Negative^SCT) Invalid result (455371000124106^Invalid result^SCT or 125154007^Specimen unsatisfactory for evaluation^SCT) | 94508-9 | SARS-CoV-2 (COVID-19) IgM Ab [Presence] in Serum, Plasma or Blood by Rapid immunoassay | 94503-0 | SARS-CoV-2 (COVID-19) Ab panel - Serum, Plasma or Blood by Rapid immunoassay | This test is also distributed under the brand name: • INDICAID COVID-19 IgM/IgG Rapid Test Expect to be reported together with the Rapid IA result for IgG. |  |  | Orawell IgM/IgG Rapid Test_Jiangsu Well Biotech Co., Ltd. | EUA | No Equipment | NA | SARS coronavirus 2 Ab.IgM | PrThr | Pt | Ser/Plas/Bld | Ord | IA.rapid | 20201021 | 2.68
Kaiser Permanente Mid-Atlantic States | LDT: KPMAS COVID-19 Test* | SARS-CoV-2 RNA | nasal swab (445297001^Swab of internal nose^SCT) | Positive (260373001^detected^SCT) Presumptive Positive (720735008^Presumptive positive^SCT) Negative (260415000^Not detected^SCT) Invalid (455371000124106^Invalid result^SCT or 125154007^Specimen unsatisfactory for evaluation^SCT) | 95406-5 | SARS-CoV-2 (COVID19) RNA [Presence] in Nose by NAA with probe detection | 95406-5 | SARS-CoV-2 (COVID19) RNA [Presence] in Nose by NAA with probe detection | Self-collected COVID-19 nasal swab sample will be shipped to the KPMAS Regional Laboratory, Rockville, MD overnight via FedEx for testing. The KPMAS COVID-19 Test will be performed using the FDA EUA authorized Cobas® SARS-CoV-2 test kits in the Roche Cobas 6800 instrument |  |  | KPMAS COVID-19 Test_Kaiser Permanente Mid-Atlantic States | EUA | cobas 6800 System_Roche | MNI | SARS coronavirus 2 RNA | PrThr | Pt | Nose | Ord | Probe.amp.tar | 20200623 | 2.68
Kantaro Biosciences, LLC | COVID-SeroKlir, Kantaro Semi-Quantitative SARS-CoV-2 IgG Antibody Kit* | SARS-CoV-2 IgG antibodies Final Result | serum (119364003^Serum specimen^SCT) plasma (119361006^Plasma specimen^SCT) | Negative (260385009^Negative^SCT) Positive (10828004^Positive^SCT) | 94563-4 | SARS-CoV-2 (COVID-19) IgG Ab [Presence] in Serum or Plasma by Immunoassay | 94504-8 | SARS-CoV-2 (COVID-19) Ab panel - Serum or Plasma by Immunoassay |  |  |  | COVID-SeroKlir, Kantaro Semi-Quantitative SARS-CoV-2 IgG Antibody Kit_Kantaro Biosciences, LLC | EUA | a microplate reader_NA | MNI | SARS coronavirus 2 Ab.IgG | PrThr | Pt | Ser/Plas | Ord | IA | 20201202 | 2.68
Kantaro Biosciences, LLC | COVID-SeroKlir, Kantaro Semi-Quantitative SARS-CoV-2 IgG Antibody Kit* | SARS-CoV-2 IgG antibodies Final Result | serum (119364003^Serum specimen^SCT) plasma (119361006^Plasma specimen^SCT) | Arbitrary Units (AU)/mL | 94505-5 | SARS-CoV-2 (COVID-19) IgG Ab [Units/volume] in Serum or Plasma by Immunoassay | 94504-8 | SARS-CoV-2 (COVID-19) Ab panel - Serum or Plasma by Immunoassay |  |  |  | COVID-SeroKlir, Kantaro Semi-Quantitative SARS-CoV-2 IgG Antibody Kit_Kantaro Biosciences, LLC | EUA | a microplate reader_NA | MNI | SARS coronavirus 2 Ab.IgG | ACnc | Pt | Ser/Plas | Qn | IA | 20201202 | 2.68
KimForest Enterprise Co., Ltd. | KimForest SARS-CoV-2 Detection Kit v1* | SARS-CoV-2 Testing Result | nasopharyngeal swabs (258500001^Nasopharyngeal swab^SCT) oropharyngeal swabs (258529004^Throat swab^SCT) anterior nasal swabs (697989009^Anterior nares swab^SCT) mid-turbinate nasal swabs (1293160008^Swab from middle region of inferior nasal meatus^SCT) nasopharyngeal washes/aspirates (258467004^Nasopharyngeal washings^SCT or 258411007^Nasopharyngeal aspirate^SCT) nasal aspirates (429931000124105^Nasal aspirate specimen^SCT) bronchoalveolar lavage (BAL) specimens (258607008^Bronchoalveolar lavage fluid sample^SCT) | Positive (260373001^Detected^SCT) Negative (260415000^Not Detected^SCT) Inconclusive (419984006^Inconclusive^SCT) Invalid result (455371000124106^Invalid result^SCT or 125154007^Specimen unsatisfactory for evaluation^SCT) | 94534-5 | SARS-CoV-2 (COVID-19) RdRp gene [Presence] in Respiratory specimen by NAA with probe detection | 94534-5 | SARS-CoV-2 (COVID-19) RdRp gene [Presence] in Respiratory specimen by NAA with probe detection |  |  |  | KimForest SARS-CoV-2 Detection Kit v1 0_KimForest Enterprise Co., Ltd. | EUA | ABI StepOnePlus Real-Time PCR_Thermo Fisher | MNI | SARS coronavirus 2 RdRp gene | PrThr | Pt | Respiratory | Ord | Probe.amp.tar | 20201021 | 2.68
KimForest Enterprise Co., Ltd. | KimForest SARS-CoV-2 Detection Kit v1* | SARS-CoV-2 Testing Result | nasopharyngeal swabs (258500001^Nasopharyngeal swab^SCT) oropharyngeal swabs (258529004^Throat swab^SCT) anterior nasal swabs (697989009^Anterior nares swab^SCT) mid-turbinate nasal swabs (1293160008^Swab from middle region of inferior nasal meatus^SCT) nasopharyngeal washes/aspirates (258467004^Nasopharyngeal washings^SCT or 258411007^Nasopharyngeal aspirate^SCT) nasal aspirates (429931000124105^Nasal aspirate specimen^SCT) bronchoalveolar lavage (BAL) specimens (258607008^Bronchoalveolar lavage fluid sample^SCT) | Positive (260373001^Detected^SCT) Negative (260415000^Not Detected^SCT) Inconclusive (419984006^Inconclusive^SCT) Invalid result (455371000124106^Invalid result^SCT or 125154007^Specimen unsatisfactory for evaluation^SCT) | 94534-5 | SARS-CoV-2 (COVID-19) RdRp gene [Presence] in Respiratory specimen by NAA with probe detection | 94534-5 | SARS-CoV-2 (COVID-19) RdRp gene [Presence] in Respiratory specimen by NAA with probe detection |  |  |  | KimForest SARS-CoV-2 Detection Kit v1 0_KimForest Enterprise Co., Ltd. | EUA | ABI StepOne Real-Time PCR_Thermo Fisher | MNI | SARS coronavirus 2 RdRp gene | PrThr | Pt | Respiratory | Ord | Probe.amp.tar | 20201021 | 2.68
KogeneBiotech Co., Ltd. | PowerChek 2019-nCoV Real-time PCR Kit* | SARS-CoV-2 Result Interpretation | anterior nasal swabs (697989009^Anterior nares swab^SCT) mid-turbinate nasal swabs (1293160008^Swab from middle region of inferior nasal meatus^SCT) nasopharyngeal swabs (258500001^Nasopharyngeal swab^SCT) oropharyngeal swabs (258529004^Throat swab^SCT) nasopharyngeal washes/aspirates (258467004^Nasopharyngeal washings^SCT or 258411007^Nasopharyngeal aspirate^SCT) nasal aspirates (429931000124105^Nasal aspirate specimen^SCT) bronchoalveolar lavage (BAL) (258607008^Bronchoalveolar lavage fluid sample^SCT) sputum (119334006^Sputum specimen^SCT) | SARS-CoV-2 is NOT detected (260415000^Not Detected^SCT) SARS-CoV-2 is detected (260373001^Detected^SCT) Presumptive positive to SARS-CoV-2 (720735008^Presumptive positive^SCT) Invalid result (455371000124106^Invalid result^SCT or 125154007^Specimen unsatisfactory for evaluation^SCT) | 94500-6 | SARS-CoV-2 (COVID-19) RNA [Presence] in Respiratory specimen by NAA with probe detection | 94531-1 | SARS-CoV-2 (COVID-19) RNA panel - Respiratory specimen by NAA with probe detection |  |  |  | PowerChek 2019-nCoV Real-time PCR Kit_KogeneBiotech Co., Ltd. | EUA | ABI 7500 Real-Time PCR_Thermo Fisher | MNI | SARS coronavirus 2 RNA | PrThr | Pt | Respiratory | Ord | Probe.amp.tar | 20200728 | 2.68
KogeneBiotech Co., Ltd. | PowerChek 2019-nCoV Real-time PCR Kit* | SARS-CoV-2 Result Interpretation | anterior nasal swabs (697989009^Anterior nares swab^SCT) mid-turbinate nasal swabs (1293160008^Swab from middle region of inferior nasal meatus^SCT) nasopharyngeal swabs (258500001^Nasopharyngeal swab^SCT) oropharyngeal swabs (258529004^Throat swab^SCT) nasopharyngeal washes/aspirates (258467004^Nasopharyngeal washings^SCT or 258411007^Nasopharyngeal aspirate^SCT) nasal aspirates (429931000124105^Nasal aspirate specimen^SCT) bronchoalveolar lavage (BAL) (258607008^Bronchoalveolar lavage fluid sample^SCT) sputum (119334006^Sputum specimen^SCT) | SARS-CoV-2 is NOT detected (260415000^Not Detected^SCT) SARS-CoV-2 is detected (260373001^Detected^SCT) Presumptive positive to SARS-CoV-2 (720735008^Presumptive positive^SCT) Invalid result (455371000124106^Invalid result^SCT or 125154007^Specimen unsatisfactory for evaluation^SCT) | 94500-6 | SARS-CoV-2 (COVID-19) RNA [Presence] in Respiratory specimen by NAA with probe detection | 94531-1 | SARS-CoV-2 (COVID-19) RNA panel - Respiratory specimen by NAA with probe detection |  |  |  | PowerChek 2019-nCoV Real-time PCR Kit_KogeneBiotech Co., Ltd. | EUA | ABI 7500 FAST Real-Time PCR_Thermo Fisher | MNI | SARS coronavirus 2 RNA | PrThr | Pt | Respiratory | Ord | Probe.amp.tar | 20200728 | 2.68
KogeneBiotech Co., Ltd. | PowerChek 2019-nCoV Real-time PCR Kit* | SARS-CoV-2 Result Interpretation | anterior nasal swabs (697989009^Anterior nares swab^SCT) mid-turbinate nasal swabs (1293160008^Swab from middle region of inferior nasal meatus^SCT) nasopharyngeal swabs (258500001^Nasopharyngeal swab^SCT) oropharyngeal swabs (258529004^Throat swab^SCT) nasopharyngeal washes/aspirates (258467004^Nasopharyngeal washings^SCT or 258411007^Nasopharyngeal aspirate^SCT) nasal aspirates (429931000124105^Nasal aspirate specimen^SCT) bronchoalveolar lavage (BAL) (258607008^Bronchoalveolar lavage fluid sample^SCT) sputum (119334006^Sputum specimen^SCT) | SARS-CoV-2 is NOT detected (260415000^Not Detected^SCT) SARS-CoV-2 is detected (260373001^Detected^SCT) Presumptive positive to SARS-CoV-2 (720735008^Presumptive positive^SCT) Invalid result (455371000124106^Invalid result^SCT or 125154007^Specimen unsatisfactory for evaluation^SCT) | 94500-6 | SARS-CoV-2 (COVID-19) RNA [Presence] in Respiratory specimen by NAA with probe detection | 94531-1 | SARS-CoV-2 (COVID-19) RNA panel - Respiratory specimen by NAA with probe detection |  |  |  | PowerChek 2019-nCoV Real-time PCR Kit_KogeneBiotech Co., Ltd. | EUA | CFX96 Touch Real-Time PCR System_BioRad | MNI | SARS coronavirus 2 RNA | PrThr | Pt | Respiratory | Ord | Probe.amp.tar | 20200728 | 2.68
LabCorp | LDT: COVID-19 RT-PCR Test* | SARS-CoV-2 Report | nasopharyngeal swabs (258500001^Nasopharyngeal swab^SCT) oropharyngeal swabs (258529004^Throat swab^SCT) nasopharyngeal wash/aspirate (258467004^Nasopharyngeal washings^SCT or 258411007^Nasopharyngeal aspirate^SCT) anterior nasal swabs (697989009^Anterior nares swab^SCT) mid-turbinate swabs (1293160008^Swab from middle region of inferior nasal meatus^SCT) sputum (119334006^Sputum specimen^SCT) lower respiratory tract aspirates (309171007^Lower respiratory fluid sample^SCT) bronchoalveolar lavage (258607008^Bronchoalveolar lavage fluid sample^SCT) | DETECTED (260373001^Detected^SCT) INDETERMINATE (82334004^Indeterminate^SCT) NOT DETECTED (260415000^Not Detected^SCT) INVALID (455371000124106^Invalid result^SCT or 125154007^Specimen unsatisfactory for evaluation^SCT) Detected in pooled specimen (462371000124108^Detected in pooled specimen^SCT) Indeterminate in pooled specimen (897500001^Indeterminate in pooled specimen^SCT) Not detected in pooled specimen (895231008^Not Detected in pooled specimen^SCT) | 94533-7 | SARS-CoV-2 (COVID-19) N gene [Presence] in Respiratory specimen by NAA with probe detection | 94531-1 | SARS-CoV-2 (COVID-19) RNA panel - Respiratory specimen by NAA with probe detection |  |  |  | COVID-19 RT-PCR Test_Laboratory Corporation of America (LabCorp) | EUA | ABI QuantStudio 7 Flex_Thermo Fisher | MNI | SARS coronavirus 2 N gene | PrThr | Pt | Respiratory | Ord | Probe.amp.tar | 20201216 | 2.69
LabGenomics Co. Ltd. | LabGun COVID-19 RT-PCR Kit* | SARS-CoV-2 Result Interpretation | anterior nasal swabs (697989009^Anterior nares swab^SCT) mid-turbinate nasal swabs(1293160008^Swab from middle region of inferior nasal meatus^SCT) nasopharyngeal swabs (258500001^Nasopharyngeal swab^SCT) oropharyngeal swabs (258529004^Throat swab^SCT) sputum (119334006^Sputum specimen^SCT) nasopharyngeal wash (258467004^Nasopharyngeal washings^SCT) nasopharyngeal aspirate (258411007^Nasopharyngeal aspirate^SCT) nasal aspirate (429931000124105^Nasal aspirate specimen^SCT) | SARS-CoV-2 Detected (260373001^Detected^SCT) Inconclusive (419984006^Inconclusive^SCT) SARS-CoV-2 Not detected (260415000^Not detected^SCT) Invalid (455371000124106^Invalid result^SCT or 125154007^Specimen unsatisfactory for evaluation^SCT) | 94500-6 | SARS coronavirus 2 RNA [Presence] in Respiratory specimen by NAA with probe detection | 94531-1 | SARS coronavirus 2 RNA panel - Respiratory specimen by NAA with probe detection |  |  |  | LabGun COVID-19 RT-PCR Kit_LabGenomics Co., Ltd. | EUA | CFX96 Real-Time PCR System_BioRad | MNI | SARS coronavirus 2 RNA | PrThr | Pt | Respiratory | Ord | Probe.amp.tar | 20220727 | 2.68
LabGenomics Co. Ltd. | LabGun COVID-19 RT-PCR Kit* | SARS-CoV-2 Result Interpretation | anterior nasal swabs (697989009^Anterior nares swab^SCT) mid-turbinate nasal swabs(1293160008^Swab from middle region of inferior nasal meatus^SCT) nasopharyngeal swabs (258500001^Nasopharyngeal swab^SCT) oropharyngeal swabs (258529004^Throat swab^SCT) sputum (119334006^Sputum specimen^SCT) nasopharyngeal wash (258467004^Nasopharyngeal washings^SCT) nasopharyngeal aspirate (258411007^Nasopharyngeal aspirate^SCT) nasal aspirate (429931000124105^Nasal aspirate specimen^SCT) | SARS-CoV-2 Detected (260373001^Detected^SCT) Inconclusive (419984006^Inconclusive^SCT) SARS-CoV-2 Not detected (260415000^Not detected^SCT) Invalid (455371000124106^Invalid result^SCT or 125154007^Specimen unsatisfactory for evaluation^SCT) | 94500-6 | SARS coronavirus 2 RNA [Presence] in Respiratory specimen by NAA with probe detection | 94531-1 | SARS coronavirus 2 RNA panel - Respiratory specimen by NAA with probe detection |  |  |  | LabGun COVID-19 RT-PCR Kit_LabGenomics Co., Ltd. | EUA | ABI 7500 Real-Time PCR_Thermo Fisher | MNI | SARS coronavirus 2 RNA | PrThr | Pt | Respiratory | Ord | Probe.amp.tar | 20220727 | 2.68
Laboratorio Clinico Toledo | LDT: Laboratorio Clinico Toledo SARS-CoV-2 Assay* | SARS-CoV-2 Result Interpretation | nasal swab (445297001^Swab of internal nose^SCT) mid-turbinate swab (1293160008^Swab from middle region of inferior nasal meatus^SCT) nasopharyngeal swab (258500001^Nasopharyngeal swab^SCT) oropharyngeal swab (258529004^Throat swab^SCT) bronchoalveolar lavage specimens (258607008^Bronchoalveolar lavage fluid sample^SCT) | SARS-CoV-2 Detected (260373001^Detected^SCT) Presumptive Positive Result (720735008^Presumptive positive^SCT) SARS-CoV-2 Not Detected (260415000^Not Detected^SCT) | 94500-6 | SARS-CoV-2 (COVID-19) RNA [Presence] in Respiratory specimen by NAA with probe detection | 94531-1 | SARS coronavirus 2 RNA panel - Respiratory specimen by NAA with probe detection | Testing location is limited to Laboratorio Clinico Toledo in Arecibo, Puerto Rico |  |  | Laboratorio Clinico Toledo SARS-CoV-2 Assay_Laboratorio Clinico Toledo | EUA | LightCycler 480 Instrument_Roche | MNI | SARS coronavirus 2 RNA | PrThr | Pt | Respiratory | Ord | Probe.amp.tar | 20200715 | 2.68
Laboratory Corporation of America (Labcorp) | LDT: Labcorp SARS-CoV-2 & Influenza A/B Assay* | SARS-CoV-2 RNA | anterior nasal swab (697989009^Anterior nares swab^SCT) | Not detected (260415000^Not Detected^SCT) Detected (260373001^Detected^SCT) Indeterminate (82334004^Indeterminate^SCT) | 95406-5 | SARS-CoV-2 (COVID-19) RNA [Presence] in Nose by NAA with probe detection | 95422-2 | Influenza virus A and B and SARS-CoV-2 (COVID-19) RNA panel - Respiratory specimen by NAA with probe detection | Testing is limited to the Center for Esoteric Testing, Burlington, NC, or other laboratories designated by Labcorp |  |  | Labcorp SARS-CoV-2 & Influenza A/B Assay_Laboratory Corporation of America (Labcorp) | EUA | cobas 6800 System_Roche | MNI | SARS coronavirus 2 RNA | PrThr | Pt | Nose | Ord | Probe.amp.tar | 20211013 | 2.69
Laboratory Corporation of America (Labcorp) | LDT: Labcorp SARS-CoV-2 & Influenza A/B Assay* | SARS-CoV-2 RNA | anterior nasal swab (697989009^Anterior nares swab^SCT) | Not detected (260415000^Not Detected^SCT) Detected (260373001^Detected^SCT) Indeterminate (82334004^Indeterminate^SCT) | 95406-5 | SARS-CoV-2 (COVID-19) RNA [Presence] in Nose by NAA with probe detection | 95422-2 | Influenza virus A and B and SARS-CoV-2 (COVID-19) RNA panel - Respiratory specimen by NAA with probe detection | Testing is limited to the Center for Esoteric Testing, Burlington, NC, or other laboratories designated by Labcorp |  |  | Labcorp SARS-CoV-2 & Influenza A/B Assay_Laboratory Corporation of America (Labcorp) | EUA | cobas 8800 System_Roche | MNI | SARS coronavirus 2 RNA | PrThr | Pt | Nose | Ord | Probe.amp.tar | 20211013 | 2.69
Laboratory Corporation of America (Labcorp) | LDT: Labcorp SARS-CoV-2 & Influenza A/B Assay* | Influenza A RNA | anterior nasal swab (697989009^Anterior nares swab^SCT) | Not detected (260415000^Not Detected^SCT) Detected (260373001^Detected^SCT) | 85477-8 | Influenza virus A RNA [Presence] in Upper respiratory specimen by NAA with probe detection | 95422-2 | Influenza virus A and B and SARS-CoV-2 (COVID-19) RNA panel - Respiratory specimen by NAA with probe detection | Testing is limited to the Center for Esoteric Testing, Burlington, NC, or other laboratories designated by Labcorp |  |  | Labcorp SARS-CoV-2 & Influenza A/B Assay_Laboratory Corporation of America (Labcorp) | EUA | cobas 6800 System_Roche | MNI | Influenza virus A RNA | PrThr | Pt | Respiratory.upper | Ord | Probe.amp.tar | 20211013 | 2.68
Laboratory Corporation of America (Labcorp) | LDT: Labcorp SARS-CoV-2 & Influenza A/B Assay* | Influenza A RNA | anterior nasal swab (697989009^Anterior nares swab^SCT) | Not detected (260415000^Not Detected^SCT) Detected (260373001^Detected^SCT) | 85477-8 | Influenza virus A RNA [Presence] in Upper respiratory specimen by NAA with probe detection | 95422-2 | Influenza virus A and B and SARS-CoV-2 (COVID-19) RNA panel - Respiratory specimen by NAA with probe detection | Testing is limited to the Center for Esoteric Testing, Burlington, NC, or other laboratories designated by Labcorp |  |  | Labcorp SARS-CoV-2 & Influenza A/B Assay_Laboratory Corporation of America (Labcorp) | EUA | cobas 8800 System_Roche | MNI | Influenza virus A RNA | PrThr | Pt | Respiratory.upper | Ord | Probe.amp.tar | 20211013 | 2.68
Laboratory Corporation of America (Labcorp) | LDT: Labcorp SARS-CoV-2 & Influenza A/B Assay* | Influenza B RNA | anterior nasal swab (697989009^Anterior nares swab^SCT) | Not detected (260415000^Not Detected^SCT) Detected (260373001^Detected^SCT) | 85478-6 | Influenza virus B RNA [Presence] in Upper respiratory specimen by NAA with probe detection | 95422-2 | Influenza virus A and B and SARS-CoV-2 (COVID-19) RNA panel - Respiratory specimen by NAA with probe detection | Testing is limited to the Center for Esoteric Testing, Burlington, NC, or other laboratories designated by Labcorp |  |  | Labcorp SARS-CoV-2 & Influenza A/B Assay_Laboratory Corporation of America (Labcorp) | EUA | cobas 6800 System_Roche | MNI | Influenza virus B RNA | PrThr | Pt | Respiratory.upper | Ord | Probe.amp.tar | 20211013 | 2.68
Laboratory Corporation of America (Labcorp) | LDT: Labcorp SARS-CoV-2 & Influenza A/B Assay* | Influenza B RNA | anterior nasal swab (697989009^Anterior nares swab^SCT) | Not detected (260415000^Not Detected^SCT) Detected (260373001^Detected^SCT) | 85478-6 | Influenza virus B RNA [Presence] in Upper respiratory specimen by NAA with probe detection | 95422-2 | Influenza virus A and B and SARS-CoV-2 (COVID-19) RNA panel - Respiratory specimen by NAA with probe detection | Testing is limited to the Center for Esoteric Testing, Burlington, NC, or other laboratories designated by Labcorp |  |  | Labcorp SARS-CoV-2 & Influenza A/B Assay_Laboratory Corporation of America (Labcorp) | EUA | cobas 8800 System_Roche | MNI | Influenza virus B RNA | PrThr | Pt | Respiratory.upper | Ord | Probe.amp.tar | 20211013 | 2.68
Laboratory Corporation of America (Labcorp) | LDT: Labcorp Seasonal Respiratory Virus RT-PCR Test* | SARS-CoV-2 RNA | nasopharyngeal (NP) swab (258500001^Nasopharyngeal swab^SCT) mid-turbinate nasal swab (1293160008^Swab from middle region of inferior nasal meatus^SCT) anterior nasal swab (697989009^Anterior nares swab^SCT) | SARS-CoV-2 detected (260373001^Detected^SCT) Negative (260415000^Not Detected^SCT) Invalid (455371000124106^Invalid result^SCT or 125154007^Specimen unsatisfactory for evaluation^SCT) | 94533-7 | SARS-CoV-2 (COVID-19) N gene [Presence] in Respiratory specimen by NAA with probe detection | 95941-1 | Influenza virus A and B and SARS-CoV-2 (COVID-19) and Respiratory syncytial virus RNA panel - Respiratory specimen by NAA with probe detection |  |  |  | Labcorp Seasonal Respiratory Virus RT-PCR Test_Laboratory Corporation of America (Labcorp) | EUA | ABI QuantStudio 7 Flex_Thermo Fisher | MNI | SARS coronavirus 2 N gene | PrThr | Pt | Respiratory | Ord | Probe.amp.tar | 20220608 | 2.69
Laboratory Corporation of America (Labcorp) | LDT: Labcorp Seasonal Respiratory Virus RT-PCR Test* | Influenza A RNA | nasopharyngeal (NP) swab (258500001^Nasopharyngeal swab^SCT) mid-turbinate nasal swab (1293160008^Swab from middle region of inferior nasal meatus^SCT) anterior nasal swab (697989009^Anterior nares swab^SCT) | Influenza A detected (260373001^Detected^SCT) Negative (260415000^Not Detected^SCT) Invalid (455371000124106^Invalid result^SCT or 125154007^Specimen unsatisfactory for evaluation^SCT) | 85477-8 | Influenza virus A RNA [Presence] in Upper respiratory specimen by NAA with probe detection | 95941-1 | Influenza virus A and B and SARS-CoV-2 (COVID-19) and Respiratory syncytial virus RNA panel - Respiratory specimen by NAA with probe detection |  |  |  | Labcorp Seasonal Respiratory Virus RT-PCR Test_Laboratory Corporation of America (Labcorp) | EUA | ABI QuantStudio 7 Flex_Thermo Fisher | MNI | Influenza virus A RNA | PrThr | Pt | Respiratory.upper | Ord | Probe.amp.tar | 20220608 | 2.68
Laboratory Corporation of America (Labcorp) | LDT: Labcorp Seasonal Respiratory Virus RT-PCR Test* | Influenza B RNA | nasopharyngeal (NP) swab (258500001^Nasopharyngeal swab^SCT) mid-turbinate nasal swab (1293160008^Swab from middle region of inferior nasal meatus^SCT) anterior nasal swab (697989009^Anterior nares swab^SCT) | Influenza B detected (260373001^Detected^SCT) Negative (260415000^Not Detected^SCT) Invalid (455371000124106^Invalid result^SCT or 125154007^Specimen unsatisfactory for evaluation^SCT) | 85478-6 | Influenza virus B RNA [Presence] in Upper respiratory specimen by NAA with probe detection | 95941-1 | Influenza virus A and B and SARS-CoV-2 (COVID-19) and Respiratory syncytial virus RNA panel - Respiratory specimen by NAA with probe detection |  |  |  | Labcorp Seasonal Respiratory Virus RT-PCR Test_Laboratory Corporation of America (Labcorp) | EUA | ABI QuantStudio 7 Flex_Thermo Fisher | MNI | Influenza virus B RNA | PrThr | Pt | Respiratory.upper | Ord | Probe.amp.tar | 20220608 | 2.68
Laboratory Corporation of America (Labcorp) | LDT: Labcorp Seasonal Respiratory Virus RT-PCR Test* | RSV RNA | nasopharyngeal (NP) swab (258500001^Nasopharyngeal swab^SCT) mid-turbinate nasal swab (1293160008^Swab from middle region of inferior nasal meatus^SCT) anterior nasal swab (697989009^Anterior nares swab^SCT) | RSV detected (260373001^Detected^SCT) Negative (260415000^Not Detected^SCT) Invalid (455371000124106^Invalid result^SCT or 125154007^Specimen unsatisfactory for evaluation^SCT) | 85479-4 | Respiratory syncytial virus RNA [Presence] in Upper respiratory specimen by NAA with probe detection | 95941-1 | Influenza virus A and B and SARS-CoV-2 (COVID-19) and Respiratory syncytial virus RNA panel - Respiratory specimen by NAA with probe detection |  |  |  | Labcorp Seasonal Respiratory Virus RT-PCR Test_Laboratory Corporation of America (Labcorp) | EUA | ABI QuantStudio 7 Flex_Thermo Fisher | MNI | Respiratory syncytial virus RNA | PrThr | Pt | Respiratory.upper | Ord | Probe.amp.tar | 20220608 | 2.68
Laboratory Corporation of America (Labcorp) | LDT: Labcorp Seasonal Respiratory Virus RT-PCR DTC Test* | Influenza A RNA | anterior nasal swab (697989009^Anterior nares swab^SCT) | Influenza A detected (260373001^Detected^SCT) Negative (260415000^Not Detected^SCT) Invalid (455371000124106^Invalid result^SCT or 125154007^Specimen unsatisfactory for evaluation^SCT) | 85477-8 | Influenza virus A RNA [Presence] in Upper respiratory specimen by NAA with probe detection | 95941-1 | Influenza virus A and B and SARS-CoV-2 (COVID-19) and Respiratory syncytial virus RNA panel - Respiratory specimen by NAA with probe detection |  |  |  | Labcorp Seasonal Respiratory Virus RT-PCR DTC Test_Laboratory Corporation of America (Labcorp) | EUA | ABI QuantStudio 7 Flex_Thermo Fisher | MNI | Influenza virus A RNA | PrThr | Pt | Respiratory.upper | Ord | Probe.amp.tar | 20220518 | 2.68
Laboratory Corporation of America (Labcorp) | LDT: Labcorp Seasonal Respiratory Virus RT-PCR DTC Test* | Influenza B RNA | anterior nasal swab (697989009^Anterior nares swab^SCT) | Influenza B detected (260373001^Detected^SCT) Negative (260415000^Not Detected^SCT) Invalid (455371000124106^Invalid result^SCT or 125154007^Specimen unsatisfactory for evaluation^SCT) | 85478-6 | Influenza virus B RNA [Presence] in Upper respiratory specimen by NAA with probe detection | 95941-1 | Influenza virus A and B and SARS-CoV-2 (COVID-19) and Respiratory syncytial virus RNA panel - Respiratory specimen by NAA with probe detection |  |  |  | Labcorp Seasonal Respiratory Virus RT-PCR DTC Test_Laboratory Corporation of America (Labcorp) | EUA | ABI QuantStudio 7 Flex_Thermo Fisher | MNI | Influenza virus B RNA | PrThr | Pt | Respiratory.upper | Ord | Probe.amp.tar | 20220518 | 2.68
Laboratory Corporation of America (Labcorp) | LDT: Labcorp Seasonal Respiratory Virus RT-PCR DTC Test* | RSV RNA | anterior nasal swab (697989009^Anterior nares swab^SCT) | RSV detected (260373001^Detected^SCT) Negative (260415000^Not Detected^SCT) Invalid (455371000124106^Invalid result^SCT or 125154007^Specimen unsatisfactory for evaluation^SCT) | 85479-4 | Respiratory syncytial virus RNA [Presence] in Upper respiratory specimen by NAA with probe detection | 95941-1 | Influenza virus A and B and SARS-CoV-2 (COVID-19) and Respiratory syncytial virus RNA panel - Respiratory specimen by NAA with probe detection |  |  |  | Labcorp Seasonal Respiratory Virus RT-PCR DTC Test_Laboratory Corporation of America (Labcorp) | EUA | ABI QuantStudio 7 Flex_Thermo Fisher | MNI | Respiratory syncytial virus RNA | PrThr | Pt | Respiratory.upper | Ord | Probe.amp.tar | 20220518 | 2.68
Laboratory Corporation of America (Labcorp) | LDT: Labcorp Seasonal Respiratory Virus RT-PCR DTC Test* | SARS-CoV-2 RNA | anterior nasal swab (697989009^Anterior nares swab^SCT) | SARS-CoV-2 detected (260373001^Detected^SCT) Negative (260415000^Not Detected^SCT) Invalid (455371000124106^Invalid result^SCT or 125154007^Specimen unsatisfactory for evaluation^SCT) | 95409-9 | SARS-CoV-2 (COVID-19) N gene [Presence] in Nose by NAA with probe detection | 95941-1 | Influenza virus A and B and SARS-CoV-2 (COVID-19) and Respiratory syncytial virus RNA panel - Respiratory specimen by NAA with probe detection |  |  |  | Labcorp Seasonal Respiratory Virus RT-PCR DTC Test_Laboratory Corporation of America (Labcorp) | EUA | ABI QuantStudio 7 Flex_Thermo Fisher | MNI | SARS coronavirus 2 N gene | PrThr | Pt | Nose | Ord | Probe.amp.tar | 20220518 | 2.69
LetsGetChecked, Inc. | LDT: LetsGetChecked Coronavirus (COVID-19) Test* | SARS-CoV-2 Result | nasal swab (445297001^Swab of internal nose^SCT) | Positive (260373001^Detected^SCT) Negative (260415000^Not Detected^SCT) Invalid (455371000124106^Invalid result^SCT or 125154007^Specimen unsatisfactory for evaluation^SCT) | 94559-2 | SARS coronavirus 2 ORF1ab region [Presence] in Respiratory specimen by NAA with probe detection | 94559-2 | SARS coronavirus 2 ORF1ab region [Presence] in Respiratory specimen by NAA with probe detection |  |  |  | LetsGetChecked Coronavirus (COVID-19) Test_LetsGetChecked, Inc. | EUA | Panther System_Hologic | MNI | SARS coronavirus 2 ORF1ab region | PrThr | Pt | Respiratory | Ord | Probe.amp.tar | 20210811 | 2.68
LetsGetChecked, Inc. | LDT: LetsGetChecked Coronavirus (COVID-19) Test* | SARS-CoV-2 Result | nasal swab (445297001^Swab of internal nose^SCT) | Positive (260373001^Detected^SCT) Negative (260415000^Not Detected^SCT) Invalid (455371000124106^Invalid result^SCT or 125154007^Specimen unsatisfactory for evaluation^SCT) | 94559-2 | SARS coronavirus 2 ORF1ab region [Presence] in Respiratory specimen by NAA with probe detection | 94559-2 | SARS coronavirus 2 ORF1ab region [Presence] in Respiratory specimen by NAA with probe detection |  |  |  | LetsGetChecked Coronavirus (COVID-19) Test_LetsGetChecked, Inc. | EUA | Panther Fusion System_Hologic | MNI | SARS coronavirus 2 ORF1ab region | PrThr | Pt | Respiratory | Ord | Probe.amp.tar | 20210811 | 2.68
LG Chem, Ltd. | AdvanSure SARS-CoV-2 IgG(RBD) ELISA* | SARS CoV-2 IgG antibodies | serum (119364003^Serum specimen^SCT) plasma (119361006^Plasma specimen^SCT) | Negative (260385009^Negative^SCT) Positive (10828004^Positive^SCT) | 99597-7 | SARS-CoV-2 (COVID-19) S protein IgG Ab [Presence] in Serum or Plasma by Immunoassay | 99597-7 | SARS-CoV-2 (COVID-19) S protein IgG Ab [Presence] in Serum or Plasma by Immunoassay |  |  |  | AdvanSure SARS-CoV-2 IgG(RBD) ELISA_LG Chem, Ltd. | EUA | an ELISA spectrophotometer_NA | MNI | SARS coronavirus 2 spike protein Ab.IgG | PrThr | Pt | Ser/Plas | Ord | IA | 20220608 | 2.72
LG Chem, Ltd.. | AdvanSure SARS-CoV-2 IgG(S1) ELISA* | SARS CoV-2 IgG antibodies | serum (119364003^Serum specimen^SCT) plasma (119361006^Plasma specimen^SCT) | Negative (260385009^Negative^SCT) Positive (10828004^Positive^SCT) | 99597-7 | SARS-CoV-2 (COVID-19) S protein IgG Ab [Presence] in Serum or Plasma by Immunoassay | 99597-7 | SARS-CoV-2 (COVID-19) S protein IgG Ab [Presence] in Serum or Plasma by Immunoassay |  |  |  | AdvanSure SARS-CoV-2 IgG(S1) ELISA_LG Chem, Ltd. | EUA | an ELISA spectrophotometer_NA | MNI | SARS coronavirus 2 spike protein Ab.IgG | PrThr | Pt | Ser/Plas | Ord | IA | 20220608 | 2.72
LGC, Biosearch Technologies | Biosearch Technologies SARS-CoV-2 Real-Time and End-Point RT-PCR Test* | SARS-CoV-2 RNA Assay Result | anterior nasal swabs (697989009^Anterior nares swab^SCT) mid-turbinate nasal swabs (1293160008^Swab from middle region of inferior nasal meatus^SCT) nasopharyngeal swabs (258500001^Nasopharyngeal swab^SCT) oropharyngeal swabs (258529004^Throat swab^SCT) combined NP/OP swabs (433801000124107^Nasopharyngeal and oropharyngeal swab^SCT) nasopharyngeal washes/aspirates (258467004^Nasopharyngeal washings^SCT or 258411007^Nasopharyngeal aspirate^SCT) nasal aspirates (429931000124105^Nasal aspirate specimen^SCT) | SARS-CoV-2 not detected (260415000^Not Detected^SCT) SARS-CoV-2 detected (260373001^Detected^SCT) Inconclusive (419984006^Inconclusive^SCT) | 94533-7 | SARS-CoV-2 (COVID-19) N gene [Presence] in Respiratory specimen by NAA with probe detection | 94531-1 | SARS-CoV-2 (COVID-19) RNA panel - Respiratory specimen by NAA with probe detection |  |  |  | Biosearch Technologies SARS-CoV-2 Real-Time and End-Point RT-PCR Test_LGC, Biosearch Technologies | EUA | Hydrocycler2_Biosearch | MNI | SARS coronavirus 2 N gene | PrThr | Pt | Respiratory | Ord | Probe.amp.tar | 20210421 | 2.69
LGC, Biosearch Technologies | Biosearch Technologies SARS-CoV-2 Real-Time and End-Point RT-PCR Test* | SARS-CoV-2 RNA Assay Result | anterior nasal swabs (697989009^Anterior nares swab^SCT) mid-turbinate nasal swabs (1293160008^Swab from middle region of inferior nasal meatus^SCT) nasopharyngeal swabs (258500001^Nasopharyngeal swab^SCT) oropharyngeal swabs (258529004^Throat swab^SCT) combined NP/OP swabs (433801000124107^Nasopharyngeal and oropharyngeal swab^SCT) nasopharyngeal washes/aspirates (258467004^Nasopharyngeal washings^SCT or 258411007^Nasopharyngeal aspirate^SCT) nasal aspirates (429931000124105^Nasal aspirate specimen^SCT) | SARS-CoV-2 not detected (260415000^Not Detected^SCT) SARS-CoV-2 detected (260373001^Detected^SCT) Inconclusive (419984006^Inconclusive^SCT) | 94533-7 | SARS-CoV-2 (COVID-19) N gene [Presence] in Respiratory specimen by NAA with probe detection | 94531-1 | SARS-CoV-2 (COVID-19) RNA panel - Respiratory specimen by NAA with probe detection |  |  |  | Biosearch Technologies SARS-CoV-2 Real-Time and End-Point RT-PCR Test_LGC, Biosearch Technologies | EUA | IntelliQube qPCR system_Biosearch | MNI | SARS coronavirus 2 N gene | PrThr | Pt | Respiratory | Ord | Probe.amp.tar | 20210421 | 2.69
LGC, Biosearch Technologies | Biosearch Technologies SARS-CoV-2 ultra-high-throughput End-Point RT-PCR Test | N gene | dry anterior nasal swab (697989009^Anterior nares swab^SCT) | Void-Invalid (455371000124106^Invalid result^SCT or 125154007^Specimen unsatisfactory for evaluation^SCT) Void-Inconclusive (419984006^Inconclusive^SCT) Detected (260373001^Detected^SCT) Not detected (260415000^Not Detected^SCT) | 95409-9 | SARS-CoV-2 (COVID-19) N gene [Presence] in Nose by NAA with probe detection | 95409-9 | SARS-CoV-2 (COVID-19) N gene [Presence] in Nose by NAA with probe detection |  |  |  | Biosearch Technologies SARS-CoV-2 ultra-high-throughput End-Point RT-PCR Test_LGC, Biosearch Technologies | EUA | Hydrocycler2_Biosearch | MNI | SARS coronavirus 2 N gene | PrThr | Pt | Nose | Ord | Probe.amp.tar | 20220727 | 2.69
LGC, Biosearch Technologies | Biosearch Technologies SARS-CoV-2 ultra-high-throughput End-Point RT-PCR Test | N gene | dry anterior nasal swab (697989009^Anterior nares swab^SCT) | Void-Invalid (455371000124106^Invalid result^SCT or 125154007^Specimen unsatisfactory for evaluation^SCT) Void-Inconclusive (419984006^Inconclusive^SCT) Detected (260373001^Detected^SCT) Not detected (260415000^Not Detected^SCT) | 95409-9 | SARS-CoV-2 (COVID-19) N gene [Presence] in Nose by NAA with probe detection | 95409-9 | SARS-CoV-2 (COVID-19) N gene [Presence] in Nose by NAA with probe detection |  |  |  | Biosearch Technologies SARS-CoV-2 ultra-high-throughput End-Point RT-PCR Test_LGC, Biosearch Technologies | EUA | Araya System_Biosearch | MNI | SARS coronavirus 2 N gene | PrThr | Pt | Nose | Ord | Probe.amp.tar | 20220727 | 2.69
Life Sciences Testing Center | LDT: Life Sciences Testing Center COVID-19 Test* | SARS-CoV-2 RNA Result | anterior nasal swab specimens (697989009^Anterior nares swab^SCT) | SARS-CoV-2 Not Detected (260415000^Not Detected^SCT) NA (455371000124106^Invalid result^SCT or 125154007^Specimen unsatisfactory for evaluation^SCT) SARS-CoV-2 Inconclusive (419984006^Inconclusive^SCT) Positive SARS- CoV-2 (260373001^Detected^SCT) | 95406-5 | SARS-CoV-2 (COVID-19) RNA [Presence] in Nose by NAA with probe detection | 94531-1 | SARS-CoV-2 (COVID-19) RNA panel - Respiratory specimen by NAA with probe detection |  |  |  | Life Sciences Testing Center COVID-19 Test_Life Sciences Testing Center | EUA | 10190302000222 | DII | SARS coronavirus 2 RNA | PrThr | Pt | Nose | Ord | Probe.amp.tar | 20210929 | 2.69
Life Technologies Corporation (a part of Thermo Fisher Scientific Inc.) | TaqPath COVID-19 Fast PCR Combo Kit 2.0* | SARS-CoV-2 RNA Assessment | saliva (258560004^Oral saliva sample^SCT) | SARS-CoV-2 Detected (260373001^Detected^SCT) SARS-CoV-2 Not Detected (260415000^Not Detected^SCT) SARS-CoV2 Inconclusive (419984006^Inconclusive^SCT) Invalid (455371000124106^Invalid result^SCT or 125154007^Specimen unsatisfactory for evaluation^SCT) | 94845-5 | SARS-CoV-2 (COVID-19) RNA [Presence] in Saliva (oral fluid) by NAA with probe detection | 95826-4 | SARS-CoV-2 (COVID-19) RNA panel - Saliva (oral fluid) by NAA with probe detection |  |  |  | TaqPath COVID-19 Fast PCR Combo Kit 2.0_Life Technologies Corporation (a part of Thermo Fisher Scientific Inc.) | EUA | 10190302015592 | DII | SARS coronavirus 2 RNA | PrThr | Pt | Saliva | Ord | Probe.amp.tar | 20210811 | 2.69
Life Technologies Corporation (a part of Thermo Fisher Scientific Inc.) | TaqPath COVID-19 Fast PCR Combo Kit 2.0* | SARS-CoV-2 RNA Assessment | saliva (258560004^Oral saliva sample^SCT) | SARS-CoV-2 Detected (260373001^Detected^SCT) SARS-CoV-2 Not Detected (260415000^Not Detected^SCT) SARS-CoV2 Inconclusive (419984006^Inconclusive^SCT) Invalid (455371000124106^Invalid result^SCT or 125154007^Specimen unsatisfactory for evaluation^SCT) | 94845-5 | SARS-CoV-2 (COVID-19) RNA [Presence] in Saliva (oral fluid) by NAA with probe detection | 95826-4 | SARS-CoV-2 (COVID-19) RNA panel - Saliva (oral fluid) by NAA with probe detection |  |  |  | TaqPath COVID-19 Fast PCR Combo Kit 2.0_Life Technologies Corporation (a part of Thermo Fisher Scientific Inc.) | EUA | ABI QuantStudio 7 Flex_Thermo Fisher | MNI | SARS coronavirus 2 RNA | PrThr | Pt | Saliva | Ord | Probe.amp.tar | 20210811 | 2.69
Life Technologies Corporation (a part of Thermo Fisher Scientific Inc.) | TaqPath COVID-19 MS2 Combo Kit 2.0* | SARS-CoV-2 RNA Results Interpretation | nasopharyngeal swabs (258500001^Nasopharyngeal swab^SCT) mid-turbinate nasal swabs (1293160008^Swab from middle region of inferior nasal meatus^SCT) anterior nasal swabs (697989009^Anterior nares swab^SCT) | Invalid (455371000124106^Invalid result^SCT or 125154007^Specimen unsatisfactory for evaluation^SCT) SARS-CoV-2 Not Detected (260415000^Not Detected^SCT) SARS-CoV-2 Inconclusive (419984006^Inconclusive^SCT) SARS-CoV-2 Detected (260373001^Detected^SCT) | 94500-6 | SARS-CoV-2 (COVID-19) RNA [Presence] in Respiratory specimen by NAA with probe detection | 94531-1 | SARS-CoV-2 (COVID-19) RNA panel - Respiratory specimen by NAA with probe detection |  |  |  | TaqPath COVID-19 MS2 Combo Kit 2.0_Life Technologies Corporation (a part of Thermo Fisher Scientific Inc.) | EUA | 10190302015592 | DII | SARS coronavirus 2 RNA | PrThr | Pt | Respiratory | Ord | Probe.amp.tar | 20210811 | 2.69
Life Technologies Corporation (a part of Thermo Fisher Scientific Inc.) | TaqPath COVID-19 MS2 Combo Kit 2.0* | SARS-CoV-2 RNA Results Interpretation | nasopharyngeal swabs (258500001^Nasopharyngeal swab^SCT) mid-turbinate nasal swabs (1293160008^Swab from middle region of inferior nasal meatus^SCT) anterior nasal swabs (697989009^Anterior nares swab^SCT) | Invalid (455371000124106^Invalid result^SCT or 125154007^Specimen unsatisfactory for evaluation^SCT) SARS-CoV-2 Not Detected (260415000^Not Detected^SCT) SARS-CoV-2 Inconclusive (419984006^Inconclusive^SCT) SARS-CoV-2 Detected (260373001^Detected^SCT) | 94500-6 | SARS-CoV-2 (COVID-19) RNA [Presence] in Respiratory specimen by NAA with probe detection | 94531-1 | SARS-CoV-2 (COVID-19) RNA panel - Respiratory specimen by NAA with probe detection |  |  |  | TaqPath COVID-19 MS2 Combo Kit 2.0_Life Technologies Corporation (a part of Thermo Fisher Scientific Inc.) | EUA | ABI QuantStudio 7 Flex_Thermo Fisher | MNI | SARS coronavirus 2 RNA | PrThr | Pt | Respiratory | Ord | Probe.amp.tar | 20210811 | 2.69
LifeHope Labs | LifeHope 2019-nCoV Real-Time RT-PCR Diagnostic Panel | SARS-CoV-2 RNA | nasal swab (445297001^Swab of internal nose^SCT) mid-turbinate swab (1293160008^Swab from middle region of inferior nasal meatus^SCT) nasopharyngeal swab (258500001^Nasopharyngeal swab^SCT) oropharyngeal swab (258529004^Throat swab^SCT) bronchoalveolar lavage specimens (258607008^Bronchoalveolar lavage fluid sample^SCT) | SARS-CoV-2 detected (260373001^Detected^SCT) Inconclusive Result (419984006^Inconclusive^SCT) SARS-CoV-2 not detected (260415000^Not Detected^SCT) Invalid Result (455371000124106^Invalid result^SCT or 125154007^Specimen unsatisfactory for evaluation^SCT) | 94533-7 | SARS-CoV-2 (COVID-19) N gene [Presence] in Respiratory specimen by NAA with probe detection | 94531-1 | SARS coronavirus 2 RNA panel - Respiratory specimen by NAA with probe detection |  |  |  | LifeHope 2019-nCoV Real-Time RT-PCR Diagnostic Panel_LifeHope Labs | EUA | 10190302015592 | DII | SARS coronavirus 2 N gene | PrThr | Pt | Respiratory | Ord | Probe.amp.tar | 20200707 | 2.68
LMSI, LLC (dba Lighthouse Lab Services) | CovidNow SARS-CoV-2 Assay* | N1 gene | nasopharyngeal swab (258500001^Nasopharyngeal swab^SCT) oropharyngeal swab (258529004^Throat swab^SCT) combined NP/OP swab (433801000124107^Nasopharyngeal and oropharyngeal swab^SCT) anterior nasal swab (697989009^Anterior nares swab^SCT) mid-turbinate nasal swab (1293160008^Swab from middle region of inferior nasal meatus^SCT) nasopharyngeal washes/aspirates (433871000124101^Nasal washings^SCT or 429931000124105^Nasal aspirate specimen^SCT) nasal aspirates (429931000124105^Nasal aspirate specimen^SCT) | Not Detected/Negative (260415000^Not Detected^SCT) Invalid (455371000124106^Invalid result^SCT or 125154007^Specimen unsatisfactory for evaluation^SCT) Detected/Positive (260373001^Detected^SCT) | 94756-4 | SARS-CoV-2 (COVID-19) N gene [Presence] in Respiratory specimen by Nucleic acid amplification using CDC primer-probe set N1 | 94756-4 | SARS-CoV-2 (COVID-19) N gene [Presence] in Respiratory specimen by Nucleic acid amplification using CDC primer-probe set N1 | Testing is limited to laboratories designated by Lighthouse Lab Services that are also certified under the Clinical Laboratory Improvement Amendments of 1988 (CLIA), 42 U.S.C. §263a and meet requirements to perform high complexity tests. |  |  | CovidNow SARS-CoV-2 Assay_LMSI, LLC (dba Lighthouse Lab Services) | EUA | 10190302015592 | DII | SARS coronavirus 2 N gene | PrThr | Pt | Respiratory | Ord | Probe.amp.tar.CDC primer-probe set N1 | 20211027 | 2.69
LMSI, LLC d/b/a Lighthouse Lab Services | SalivaNow SARS-CoV-2 Assay | SARS-CoV-2 Interpretation | human saliva (258560004^Oral saliva sample^SCT) | Positive/detected (260373001^Detected^SCT) Negative/Not detected (260415000^Not detected^SCT) Invalid (455371000124106^Invalid result^SCT) | 96448-6 | SARS-CoV-2 (COVID-19) N gene [Presence] in Saliva (oral fluid) by Nucleic acid amplification using CDC primer-probe set N1 | 95425-5 | SARS-CoV-2 (COVID-19) N gene [Presence] in Saliva (oral fluid) by NAA with probe detection |  |  |  | LMSI, LLC d/b/a Lighthouse Lab Services_SalivaNow SARS-CoV-2 Assay | EUA | ABI QuantStudio 7 Real-Time PCR_Thermo Fisher | MNI | SARS coronavirus 2 N gene | PrThr | Pt | Saliva | Ord | Probe.amp.tar.CDC primer-probe set N1 | 20240613 | 2.77
Lucira Health, Inc. | Lucira COVID-19 All-In-One Test Kit | SARS-CoV-2 Result Interpretation | nasal swab (445297001^Swab of internal nose^SCT) | COVID-19 Positive (260373001^Detected^SCT) COVID-19 Negative (260415000^Not Detected^SCT) Invalid Result (455371000124106^Invalid result^SCT or 125154007^Specimen unsatisfactory for evaluation^SCT) | 96986-5 | SARS-CoV-2 (COVID-19) N gene [Presence] in Nose by NAA with non-probe detection | 96986-5 | SARS-CoV-2 (COVID-19) N gene [Presence] in Nose by NAA with non-probe detection |  |  |  | 00810055970001 | DIT | 00810055970001 | DII | SARS coronavirus 2 N gene | PrThr | Pt | Nose | Ord | Non-probe.amp.tar | 20230308 | 2.74
Lucira Health, Inc. | Lucira CHECK-IT COVID-19 Test Kit* | SARS-CoV-2 RNA Result Interpretation | anterior nasal (nasal) swab (697989009^Anterior nares swab^SCT) | COVID-19 Positive (260373001^Detected^SCT) COVID-19 Negative (260415000^Not Detected^SCT) Invalid Result (455371000124106^Invalid result^SCT or 125154007^Specimen unsatisfactory for evaluation^SCT) | 96986-5 | SARS-CoV-2 (COVID-19) N gene [Presence] in Nose by NAA with non-probe detection | 96986-5 | SARS-CoV-2 (COVID-19) N gene [Presence] in Nose by NAA with non-probe detection |  |  |  | Lucira CHECK-IT COVID-19 Test Kit_Lucira Health, Inc. | EUA | No Equipment | NA | SARS coronavirus 2 N gene | PrThr | Pt | Nose | Ord | Non-probe.amp.tar | 20230308 | 2.74
Lucira Health, Inc. | Lucira COVID-19 & Flu Test | COVID-19 | anterior nasal (nares) swab (697989009^Anterior nares swab^SCT) | COVID-19 Positive (260373001^Detected^SCT) COVID-19 Negative (260415000^Not Detected^SCT) Invalid (455371000124106^Invalid result^SCT or 125154007^Specimen unsatisfactory for evaluation^SCT) | 95608-6 | SARS-CoV-2 (COVID-19) RNA [Presence] in Respiratory specimen by NAA with non-probe detection | 100972-9 | Influenza virus A & Influenza virus B & SARS coronavirus 2 RNA panel - Nose by NAA with non-probe detection |  |  |  | Lucira Health, Inc_Lucira COVID-19 & Flu Test | EUA | No Equipment | NA | SARS coronavirus 2 RNA | PrThr | Pt | Respiratory | Ord | Non-probe.amp.tar | 20221130 | 2.69
Lucira Health, Inc. | Lucira COVID-19 & Flu Test | Flu A | anterior nasal (nares) swab (697989009^Anterior nares swab^SCT) | Flu A Positive (260373001^Detected^SCT) Flu A Negative (260415000^Not Detected^SCT) Invalid (455371000124106^Invalid result^SCT or 125154007^Specimen unsatisfactory for evaluation^SCT) | 100973-7 | Influenza virus A RNA [Presence] in Nose by NAA with non-probe detection | 100972-9 | Influenza virus A & Influenza virus B & SARS coronavirus 2 RNA panel - Nose by NAA with non-probe detection |  |  |  | Lucira Health, Inc_Lucira COVID-19 & Flu Test | EUA | No Equipment | NA | Influenza virus A RNA | PrThr | Pt | Nose | Ord | Non-probe.amp.tar | 20230308 | 2.74
Lucira Health, Inc. | Lucira COVID-19 & Flu Test | Flu B | anterior nasal (nares) swab (697989009^Anterior nares swab^SCT) | Flu B Positive (260373001^Detected^SCT) Flu B Negative (260415000^Not Detected^SCT) Invalid (455371000124106^Invalid result^SCT or 125154007^Specimen unsatisfactory for evaluation^SCT) | 100974-5 | Influenza virus B RNA [Presence] in Nose by NAA with non-probe detection | 100972-9 | Influenza virus A & Influenza virus B & SARS coronavirus 2 RNA panel - Nose by NAA with non-probe detection |  |  |  | Lucira Health, Inc_Lucira COVID-19 & Flu Test | EUA | No Equipment | NA | Influenza virus B RNA | PrThr | Pt | Nose | Ord | Non-probe.amp.tar | 20230308 | 2.74
Lucira Health, Inc. | Lucira COVID-19 & Flu Home Test | COVID | anterior nasal (nares) swab (697989009^Anterior nares swab^SCT) | COVID Positive (260373001^Detected^SCT) COVID Negative (260415000^Not Detected^SCT) Invalid (455371000124106^Invalid result^SCT or 125154007^Specimen unsatisfactory for evaluation^SCT) | 95608-6 | SARS-CoV-2 (COVID-19) RNA [Presence] in Respiratory specimen by NAA with non-probe detection | 100972-9 | Influenza virus A & Influenza virus B & SARS coronavirus 2 RNA panel - Nose by NAA with non-probe detection |  |  |  | Lucira COVID-19 & Flu Home Test_Lucira Health, Inc. | EUA | No Equipment | NA | SARS coronavirus 2 RNA | PrThr | Pt | Respiratory | Ord | Non-probe.amp.tar | 20230301 | 2.69
Lucira Health, Inc. | Lucira COVID-19 & Flu Home Test | Flu A | anterior nasal (nares) swab (697989009^Anterior nares swab^SCT) | Flu A Positive (260373001^Detected^SCT) Flu A Negative (260415000^Not Detected^SCT) Invalid (455371000124106^Invalid result^SCT or 125154007^Specimen unsatisfactory for evaluation^SCT) | 100973-7 | Influenza virus A RNA [Presence] in Nose by NAA with non-probe detection | 100972-9 | Influenza virus A & Influenza virus B & SARS coronavirus 2 RNA panel - Nose by NAA with non-probe detection |  |  |  | Lucira COVID-19 & Flu Home Test_Lucira Health, Inc. | EUA | No Equipment | NA | Influenza virus A RNA | PrThr | Pt | Nose | Ord | Non-probe.amp.tar | 20230301 | 2.74
Lucira Health, Inc. | Lucira COVID-19 & Flu Home Test | Flu B | anterior nasal (nares) swab (697989009^Anterior nares swab^SCT) | Flu B Positive (260373001^Detected^SCT) Flu B Negative (260415000^Not Detected^SCT) Invalid (455371000124106^Invalid result^SCT or 125154007^Specimen unsatisfactory for evaluation^SCT) | 100974-5 | Influenza virus B RNA [Presence] in Nose by NAA with non-probe detection | 100972-9 | Influenza virus A & Influenza virus B & SARS coronavirus 2 RNA panel - Nose by NAA with non-probe detection |  |  |  | Lucira COVID-19 & Flu Home Test_Lucira Health, Inc. | EUA | No Equipment | NA | Influenza virus B RNA | PrThr | Pt | Nose | Ord | Non-probe.amp.tar | 20230301 | 2.74
Luminex Corporation | ARIES SARS-CoV-2 Assay | SARS-CoV-2 Result Interpretation | nasopharyngeal swab (258500001^Nasopharyngeal swab^SCT) | SARS-CoV-2 RNA positive (260373001^Detected^SCT) SARS-CoV-2 RNA negative (260415000^Not detected^SCT) Invalid (455371000124106^Invalid result^SCT or 125154007^Specimen unsatisfactory for evaluation^SCT) | 94759-8 | SARS coronavirus 2 RNA [Presence] in Nasopharynx by NAA with probe detection | 94531-1 | SARS coronavirus 2 RNA panel - Respiratory specimen by NAA with probe detection |  |  |  | ARIES SARS-CoV-2 Assay_Luminex Corporation | EUA | Luminex ARIES System_Luminex Corp | MNI | SARS coronavirus 2 RNA | PrThr | Pt | Nph | Ord | Probe.amp.tar | 20220727 | 2.68
Luminex Corporation | ARIES SARS-CoV-2 Assay | SARS-CoV-2 Result Interpretation | nasopharyngeal swab (258500001^Nasopharyngeal swab^SCT) | SARS-CoV-2 RNA positive (260373001^Detected^SCT) SARS-CoV-2 RNA negative (260415000^Not detected^SCT) Invalid (455371000124106^Invalid result^SCT or 125154007^Specimen unsatisfactory for evaluation^SCT) | 94759-8 | SARS coronavirus 2 RNA [Presence] in Nasopharynx by NAA with probe detection | 94531-1 | SARS coronavirus 2 RNA panel - Respiratory specimen by NAA with probe detection |  |  |  | ARIES SARS-CoV-2 Assay_Luminex Corporation | EUA | Luminex ARIES M1 System_Luminex Corp | MNI | SARS coronavirus 2 RNA | PrThr | Pt | Nph | Ord | Probe.amp.tar | 20220727 | 2.68
Luminex Corporation | NxTAG CoV Extended Panel Assay | SARS-CoV-2 Result | nasopharyngeal swab (258500001^Nasopharyngeal swab^SCT) | SARS-CoV-2 Positive (260373001^Detected^SCT) Negative (260415000^Not detected^SCT) Invalid (455371000124106^Invalid result^SCT or 125154007^Specimen unsatisfactory for evaluation^SCT) | 94759-8 | SARS coronavirus 2 RNA [Presence] in Nasopharynx by NAA with probe detection | 94759-8 | SARS coronavirus 2 RNA [Presence] in Nasopharynx by NAA with probe detection |  |  |  | NxTAG CoV Extended Panel Assay_Luminex Molecular Diagnostics, Inc. | EUA | Luminex MAGPIX System_Luminex Corp | MNI | SARS coronavirus 2 RNA | PrThr | Pt | Nph | Ord | Probe.amp.tar | 20201118 | 2.68
Luminex Corporation | xMAP SARS-CoV-2 Multi-Antigen IgG Assay | SARS-CoV-2 IgG antibodies | serum (119364003^Serum specimen^SCT) plasma (119361006^Plasma specimen^SCT) | SARS-CoV-2 IgG Positive (10828004^Positive^SCT) SARS-CoV-2 IgG Negative (260385009^Negative^SCT) No Call (455371000124106^Invalid result^SCT or 125154007^Specimen unsatisfactory for evaluation^SCT) | 94563-4 | SARS-CoV-2 (COVID-19) IgG Ab [Presence] in Serum or Plasma by Immunoassay | 94563-4 | SARS-CoV-2 (COVID-19) IgG Ab [Presence] in Serum or Plasma by Immunoassay | The xMAP SARS-CoV-2 Multi-Antigen IgG Assay is intended for qualitative detection of antibodies against the SARSCoV-2 S1 subunit of the spike protein (S1), the Receptor-Binding Domain (RBD) of the spike protein, and the nucleocapsid protein (N) |  |  | xMAP SARS-CoV-2 Multi-Antigen IgG Assay_Luminex Corporation | EUA | Luminex 200 System_Luminex Corp | MNI | SARS coronavirus 2 Ab.IgG | PrThr | Pt | Ser/Plas | Ord | IA | 20220824 | 2.68
Luminex Corporation | xMAP SARS-CoV-2 Multi-Antigen IgG Assay | SARS-CoV-2 IgG antibodies | serum (119364003^Serum specimen^SCT) plasma (119361006^Plasma specimen^SCT) | SARS-CoV-2 IgG Positive (10828004^Positive^SCT) SARS-CoV-2 IgG Negative (260385009^Negative^SCT) No Call (455371000124106^Invalid result^SCT or 125154007^Specimen unsatisfactory for evaluation^SCT) | 94563-4 | SARS-CoV-2 (COVID-19) IgG Ab [Presence] in Serum or Plasma by Immunoassay | 94563-4 | SARS-CoV-2 (COVID-19) IgG Ab [Presence] in Serum or Plasma by Immunoassay | The xMAP SARS-CoV-2 Multi-Antigen IgG Assay is intended for qualitative detection of antibodies against the SARSCoV-2 S1 subunit of the spike protein (S1), the Receptor-Binding Domain (RBD) of the spike protein, and the nucleocapsid protein (N) |  |  | xMAP SARS-CoV-2 Multi-Antigen IgG Assay_Luminex Corporation | EUA | Luminex MAGPIX System_Luminex Corp | MNI | SARS coronavirus 2 Ab.IgG | PrThr | Pt | Ser/Plas | Ord | IA | 20220824 | 2.68
Luminex Corporation | xMAP SARS-CoV-2 Multi-Antigen IgG Assay | SARS-CoV-2 IgG antibodies | serum (119364003^Serum specimen^SCT) plasma (119361006^Plasma specimen^SCT) | SARS-CoV-2 IgG Positive (10828004^Positive^SCT) SARS-CoV-2 IgG Negative (260385009^Negative^SCT) No Call (455371000124106^Invalid result^SCT or 125154007^Specimen unsatisfactory for evaluation^SCT) | 94563-4 | SARS-CoV-2 (COVID-19) IgG Ab [Presence] in Serum or Plasma by Immunoassay | 94563-4 | SARS-CoV-2 (COVID-19) IgG Ab [Presence] in Serum or Plasma by Immunoassay | The xMAP SARS-CoV-2 Multi-Antigen IgG Assay is intended for qualitative detection of antibodies against the SARSCoV-2 S1 subunit of the spike protein (S1), the Receptor-Binding Domain (RBD) of the spike protein, and the nucleocapsid protein (N) |  |  | xMAP SARS-CoV-2 Multi-Antigen IgG Assay_Luminex Corporation | EUA | FLEXMAP 3D System_Luminex Corp | MNI | SARS coronavirus 2 Ab.IgG | PrThr | Pt | Ser/Plas | Ord | IA | 20220824 | 2.68
Luminex Corporation | xMAP SARS-CoV-2 Multi-Antigen IgG Assay | SARS-CoV-2 IgG antibodies | serum (119364003^Serum specimen^SCT) plasma (119361006^Plasma specimen^SCT) | SARS-CoV-2 IgG Positive (10828004^Positive^SCT) SARS-CoV-2 IgG Negative (260385009^Negative^SCT) No Call (455371000124106^Invalid result^SCT or 125154007^Specimen unsatisfactory for evaluation^SCT) | 94563-4 | SARS-CoV-2 (COVID-19) IgG Ab [Presence] in Serum or Plasma by Immunoassay | 94563-4 | SARS-CoV-2 (COVID-19) IgG Ab [Presence] in Serum or Plasma by Immunoassay | The xMAP SARS-CoV-2 Multi-Antigen IgG Assay is intended for qualitative detection of antibodies against the SARSCoV-2 S1 subunit of the spike protein (S1), the Receptor-Binding Domain (RBD) of the spike protein, and the nucleocapsid protein (N) |  |  | xMAP SARS-CoV-2 Multi-Antigen IgG Assay_Luminex Corporation | EUA | FLEXMAP 3D Sys(MFIdivider on)_Luminex Corp | MNI | SARS coronavirus 2 Ab.IgG | PrThr | Pt | Ser/Plas | Ord | IA | 20220824 | 2.68
Luminex Molecular Diagnostics, Inc. | NxTAG Respiratory Pathogen Panel + SARS-CoV-2* | SARS-CoV-2 | nasopharyngeal swabs (258500001^Nasopharyngeal swab^SCT) | Positive (260373001^Detected^SCT) Negative (260415000^Not Detected^SCT) Invalid (455371000124106^Invalid result^SCT or 125154007^Specimen unsatisfactory for evaluation^SCT) | 94759-8 | SARS-CoV-2 (COVID-19) RNA [Presence] in Nasopharynx by NAA with probe detection | 92143-7 | Respiratory pathogens DNA and RNA panel - Respiratory specimen by NAA with probe detection |  |  |  | NxTAG Respiratory Pathogen Panel + SARS-CoV-2_Luminex Molecular Diagnostics, Inc. | EUA | Luminex MAGPIX System_Luminex Corp | MNI | SARS coronavirus 2 RNA | PrThr | Pt | Nph | Ord | Probe.amp.tar | 20210317 | 2.69
Luminex Molecular Diagnostics, Inc. | NxTAG Respiratory Pathogen Panel + SARS-CoV-2* | Influenza A | nasopharyngeal swabs (258500001^Nasopharyngeal swab^SCT) | Positive (260373001^Detected^SCT) Negative (260415000^Not Detected^SCT) Invalid (455371000124106^Invalid result^SCT or 125154007^Specimen unsatisfactory for evaluation^SCT) | 92142-9 | Influenza virus A RNA [Presence] in Respiratory specimen by NAA with probe detection | 92143-7 | Respiratory pathogens DNA and RNA panel - Respiratory specimen by NAA with probe detection |  |  |  | NxTAG Respiratory Pathogen Panel + SARS-CoV-2_Luminex Molecular Diagnostics, Inc. | EUA | Luminex MAGPIX System_Luminex Corp | MNI | Influenza virus A RNA | PrThr | Pt | Respiratory | Ord | Probe.amp.tar | 20210317 | 2.69
Luminex Molecular Diagnostics, Inc. | NxTAG Respiratory Pathogen Panel + SARS-CoV-2* | Influenza A H1 | nasopharyngeal swabs (258500001^Nasopharyngeal swab^SCT) | Positive (260373001^Detected^SCT) Negative (260415000^Not Detected^SCT) Invalid (455371000124106^Invalid result^SCT or 125154007^Specimen unsatisfactory for evaluation^SCT) | 92809-3 | Influenza virus A H1 RNA [Presence] in Upper respiratory specimen by NAA with probe detection | 92143-7 | Respiratory pathogens DNA and RNA panel - Respiratory specimen by NAA with probe detection |  |  |  | NxTAG Respiratory Pathogen Panel + SARS-CoV-2_Luminex Molecular Diagnostics, Inc. | EUA | Luminex MAGPIX System_Luminex Corp | MNI | Influenza virus A H1 RNA | PrThr | Pt | Respiratory.upper | Ord | Probe.amp.tar | 20210317 | 2.69
Luminex Molecular Diagnostics, Inc. | NxTAG Respiratory Pathogen Panel + SARS-CoV-2* | Influenza A H3 | nasopharyngeal swabs (258500001^Nasopharyngeal swab^SCT) | Positive (260373001^Detected^SCT) Negative (260415000^Not Detected^SCT) Invalid (455371000124106^Invalid result^SCT or 125154007^Specimen unsatisfactory for evaluation^SCT) | 92808-5 | Influenza virus A H3 RNA [Presence] in Upper respiratory specimen by NAA with probe detection | 92143-7 | Respiratory pathogens DNA and RNA panel - Respiratory specimen by NAA with probe detection |  |  |  | NxTAG Respiratory Pathogen Panel + SARS-CoV-2_Luminex Molecular Diagnostics, Inc. | EUA | Luminex MAGPIX System_Luminex Corp | MNI | Influenza virus A H3 RNA | PrThr | Pt | Respiratory.upper | Ord | Probe.amp.tar | 20210317 | 2.69
Luminex Molecular Diagnostics, Inc. | NxTAG Respiratory Pathogen Panel + SARS-CoV-2* | Influenza B | nasopharyngeal swabs (258500001^Nasopharyngeal swab^SCT) | Positive (260373001^Detected^SCT) Negative (260415000^Not Detected^SCT) Invalid (455371000124106^Invalid result^SCT or 125154007^Specimen unsatisfactory for evaluation^SCT) | 92141-1 | Influenza virus B RNA [Presence] in Respiratory specimen by NAA with probe detection | 92143-7 | Respiratory pathogens DNA and RNA panel - Respiratory specimen by NAA with probe detection |  |  |  | NxTAG Respiratory Pathogen Panel + SARS-CoV-2_Luminex Molecular Diagnostics, Inc. | EUA | Luminex MAGPIX System_Luminex Corp | MNI | Influenza virus B RNA | PrThr | Pt | Respiratory | Ord | Probe.amp.tar | 20210317 | 2.69
Luminex Molecular Diagnostics, Inc. | NxTAG Respiratory Pathogen Panel + SARS-CoV-2* | Respiratory Syncytial Virus A | nasopharyngeal swabs (258500001^Nasopharyngeal swab^SCT) | Positive (260373001^Detected^SCT) Negative (260415000^Not Detected^SCT) Invalid (455371000124106^Invalid result^SCT or 125154007^Specimen unsatisfactory for evaluation^SCT) | 77022-2 | Respiratory syncytial virus A RNA [Presence] in Nasopharynx by NAA with probe detection | 92143-7 | Respiratory pathogens DNA and RNA panel - Respiratory specimen by NAA with probe detection |  |  |  | NxTAG Respiratory Pathogen Panel + SARS-CoV-2_Luminex Molecular Diagnostics, Inc. | EUA | Luminex MAGPIX System_Luminex Corp | MNI | Respiratory syncytial virus A RNA | PrThr | Pt | Nph | Ord | Probe.amp.tar | 20210317 | 2.69
Luminex Molecular Diagnostics, Inc. | NxTAG Respiratory Pathogen Panel + SARS-CoV-2* | Respiratory Syncytial Virus B | nasopharyngeal swabs (258500001^Nasopharyngeal swab^SCT) | Positive (260373001^Detected^SCT) Negative (260415000^Not Detected^SCT) Invalid (455371000124106^Invalid result^SCT or 125154007^Specimen unsatisfactory for evaluation^SCT) | 77023-0 | Respiratory syncytial virus B RNA [Presence] in Nasopharynx by NAA with probe detection | 92143-7 | Respiratory pathogens DNA and RNA panel - Respiratory specimen by NAA with probe detection |  |  |  | NxTAG Respiratory Pathogen Panel + SARS-CoV-2_Luminex Molecular Diagnostics, Inc. | EUA | Luminex MAGPIX System_Luminex Corp | MNI | Respiratory syncytial virus B RNA | PrThr | Pt | Nph | Ord | Probe.amp.tar | 20210317 | 2.69
Luminex Molecular Diagnostics, Inc. | NxTAG Respiratory Pathogen Panel + SARS-CoV-2* | Coronavirus 229E | nasopharyngeal swabs (258500001^Nasopharyngeal swab^SCT) | Positive (260373001^Detected^SCT) Negative (260415000^Not Detected^SCT) Invalid (455371000124106^Invalid result^SCT or 125154007^Specimen unsatisfactory for evaluation^SCT) | 88610-1 | Human coronavirus 229E RNA [Presence] in Upper respiratory specimen by NAA with probe detection | 92143-7 | Respiratory pathogens DNA and RNA panel - Respiratory specimen by NAA with probe detection |  |  |  | NxTAG Respiratory Pathogen Panel + SARS-CoV-2_Luminex Molecular Diagnostics, Inc. | EUA | Luminex MAGPIX System_Luminex Corp | MNI | Human coronavirus 229E RNA | PrThr | Pt | Respiratory.upper | Ord | Probe.amp.tar | 20210317 | 2.69
Luminex Molecular Diagnostics, Inc. | NxTAG Respiratory Pathogen Panel + SARS-CoV-2* | Coronavirus OC43 | nasopharyngeal swabs (258500001^Nasopharyngeal swab^SCT) | Positive (260373001^Detected^SCT) Negative (260415000^Not Detected^SCT) Invalid (455371000124106^Invalid result^SCT or 125154007^Specimen unsatisfactory for evaluation^SCT) | 88626-7 | Human coronavirus OC43 RNA [Presence] in Upper respiratory specimen by NAA with probe detection | 92143-7 | Respiratory pathogens DNA and RNA panel - Respiratory specimen by NAA with probe detection |  |  |  | NxTAG Respiratory Pathogen Panel + SARS-CoV-2_Luminex Molecular Diagnostics, Inc. | EUA | Luminex MAGPIX System_Luminex Corp | MNI | Human coronavirus OC43 RNA | PrThr | Pt | Respiratory.upper | Ord | Probe.amp.tar | 20210317 | 2.69
Luminex Molecular Diagnostics, Inc. | NxTAG Respiratory Pathogen Panel + SARS-CoV-2* | Coronavirus NL63 | nasopharyngeal swabs (258500001^Nasopharyngeal swab^SCT) | Positive (260373001^Detected^SCT) Negative (260415000^Not Detected^SCT) Invalid (455371000124106^Invalid result^SCT or 125154007^Specimen unsatisfactory for evaluation^SCT) | 88618-4 | Human coronavirus NL63 RNA [Presence] in Upper respiratory specimen by NAA with probe detection | 92143-7 | Respiratory pathogens DNA and RNA panel - Respiratory specimen by NAA with probe detection |  |  |  | NxTAG Respiratory Pathogen Panel + SARS-CoV-2_Luminex Molecular Diagnostics, Inc. | EUA | Luminex MAGPIX System_Luminex Corp | MNI | Human coronavirus NL63 RNA | PrThr | Pt | Respiratory.upper | Ord | Probe.amp.tar | 20210317 | 2.69
Luminex Molecular Diagnostics, Inc. | NxTAG Respiratory Pathogen Panel + SARS-CoV-2* | Coronavirus HKU1 | nasopharyngeal swabs (258500001^Nasopharyngeal swab^SCT) | Positive (260373001^Detected^SCT) Negative (260415000^Not Detected^SCT) Invalid (455371000124106^Invalid result^SCT or 125154007^Specimen unsatisfactory for evaluation^SCT) | 88604-4 | Human coronavirus HKU1 RNA [Presence] in Upper respiratory specimen by NAA with probe detection | 92143-7 | Respiratory pathogens DNA and RNA panel - Respiratory specimen by NAA with probe detection |  |  |  | NxTAG Respiratory Pathogen Panel + SARS-CoV-2_Luminex Molecular Diagnostics, Inc. | EUA | Luminex MAGPIX System_Luminex Corp | MNI | Human coronavirus HKU1 RNA | PrThr | Pt | Respiratory.upper | Ord | Probe.amp.tar | 20210317 | 2.69
Luminex Molecular Diagnostics, Inc. | NxTAG Respiratory Pathogen Panel + SARS-CoV-2* | Human Metapneumovirus | nasopharyngeal swabs (258500001^Nasopharyngeal swab^SCT) | Positive (260373001^Detected^SCT) Negative (260415000^Not Detected^SCT) Invalid (455371000124106^Invalid result^SCT or 125154007^Specimen unsatisfactory for evaluation^SCT) | 77024-8 | Human metapneumovirus RNA [Presence] in Nasopharynx by NAA with probe detection | 92143-7 | Respiratory pathogens DNA and RNA panel - Respiratory specimen by NAA with probe detection |  |  |  | NxTAG Respiratory Pathogen Panel + SARS-CoV-2_Luminex Molecular Diagnostics, Inc. | EUA | Luminex MAGPIX System_Luminex Corp | MNI | Human metapneumovirus RNA | PrThr | Pt | Nph | Ord | Probe.amp.tar | 20210317 | 2.69
Luminex Molecular Diagnostics, Inc. | NxTAG Respiratory Pathogen Panel + SARS-CoV-2* | Rhinovirus/Enterovirus | nasopharyngeal swabs (258500001^Nasopharyngeal swab^SCT) | Positive (260373001^Detected^SCT) Negative (260415000^Not Detected^SCT) Invalid (455371000124106^Invalid result^SCT or 125154007^Specimen unsatisfactory for evaluation^SCT) | 88721-6 | Rhinovirus+Enterovirus RNA [Presence] in Nasopharynx by NAA with probe detection | 92143-7 | Respiratory pathogens DNA and RNA panel - Respiratory specimen by NAA with probe detection |  |  |  | NxTAG Respiratory Pathogen Panel + SARS-CoV-2_Luminex Molecular Diagnostics, Inc. | EUA | Luminex MAGPIX System_Luminex Corp | MNI | Rhinovirus+enterovirus RNA | PrThr | Pt | Nph | Ord | Probe.amp.tar | 20210317 | 2.69
Luminex Molecular Diagnostics, Inc. | NxTAG Respiratory Pathogen Panel + SARS-CoV-2* | Adenovirus | nasopharyngeal swabs (258500001^Nasopharyngeal swab^SCT) | Positive (260373001^Detected^SCT) Negative (260415000^Not Detected^SCT) Invalid (455371000124106^Invalid result^SCT or 125154007^Specimen unsatisfactory for evaluation^SCT) | 76070-2 | Adenovirus DNA [Presence] in Nasopharynx by NAA with probe detection | 92143-7 | Respiratory pathogens DNA and RNA panel - Respiratory specimen by NAA with probe detection |  |  |  | NxTAG Respiratory Pathogen Panel + SARS-CoV-2_Luminex Molecular Diagnostics, Inc. | EUA | Luminex MAGPIX System_Luminex Corp | MNI | Adenovirus DNA | PrThr | Pt | Nph | Ord | Probe.amp.tar | 20210317 | 2.69
Luminex Molecular Diagnostics, Inc. | NxTAG Respiratory Pathogen Panel + SARS-CoV-2* | Parainfluenza virus 1 | nasopharyngeal swabs (258500001^Nasopharyngeal swab^SCT) | Positive (260373001^Detected^SCT) Negative (260415000^Not Detected^SCT) Invalid (455371000124106^Invalid result^SCT or 125154007^Specimen unsatisfactory for evaluation^SCT) | 76084-3 | Parainfluenza virus 1 RNA [Presence] in Nasopharynx by NAA with probe detection | 92143-7 | Respiratory pathogens DNA and RNA panel - Respiratory specimen by NAA with probe detection |  |  |  | NxTAG Respiratory Pathogen Panel + SARS-CoV-2_Luminex Molecular Diagnostics, Inc. | EUA | Luminex MAGPIX System_Luminex Corp | MNI | Parainfluenza virus 1 RNA | PrThr | Pt | Nph | Ord | Probe.amp.tar | 20210317 | 2.69
Luminex Molecular Diagnostics, Inc. | NxTAG Respiratory Pathogen Panel + SARS-CoV-2* | Parainfluenza virus 2 | nasopharyngeal swabs (258500001^Nasopharyngeal swab^SCT) | Positive (260373001^Detected^SCT) Negative (260415000^Not Detected^SCT) Invalid (455371000124106^Invalid result^SCT or 125154007^Specimen unsatisfactory for evaluation^SCT) | 76085-0 | Parainfluenza virus 2 RNA [Presence] in Nasopharynx by NAA with probe detection | 92143-7 | Respiratory pathogens DNA and RNA panel - Respiratory specimen by NAA with probe detection |  |  |  | NxTAG Respiratory Pathogen Panel + SARS-CoV-2_Luminex Molecular Diagnostics, Inc. | EUA | Luminex MAGPIX System_Luminex Corp | MNI | Parainfluenza virus 2 RNA | PrThr | Pt | Nph | Ord | Probe.amp.tar | 20210317 | 2.69
Luminex Molecular Diagnostics, Inc. | NxTAG Respiratory Pathogen Panel + SARS-CoV-2* | Parainfluenza virus 3 | nasopharyngeal swabs (258500001^Nasopharyngeal swab^SCT) | Positive (260373001^Detected^SCT) Negative (260415000^Not Detected^SCT) Invalid (455371000124106^Invalid result^SCT or 125154007^Specimen unsatisfactory for evaluation^SCT) | 76086-8 | Parainfluenza virus 3 RNA [Presence] in Nasopharynx by NAA with probe detection | 92143-7 | Respiratory pathogens DNA and RNA panel - Respiratory specimen by NAA with probe detection |  |  |  | NxTAG Respiratory Pathogen Panel + SARS-CoV-2_Luminex Molecular Diagnostics, Inc. | EUA | Luminex MAGPIX System_Luminex Corp | MNI | Parainfluenza virus 3 RNA | PrThr | Pt | Nph | Ord | Probe.amp.tar | 20210317 | 2.69
Luminex Molecular Diagnostics, Inc. | NxTAG Respiratory Pathogen Panel + SARS-CoV-2* | Parainfluenza virus 4 | nasopharyngeal swabs (258500001^Nasopharyngeal swab^SCT) | Positive (260373001^Detected^SCT) Negative (260415000^Not Detected^SCT) Invalid (455371000124106^Invalid result^SCT or 125154007^Specimen unsatisfactory for evaluation^SCT) | 76087-6 | Parainfluenza virus 4 RNA [Presence] in Nasopharynx by NAA with probe detection | 92143-7 | Respiratory pathogens DNA and RNA panel - Respiratory specimen by NAA with probe detection |  |  |  | NxTAG Respiratory Pathogen Panel + SARS-CoV-2_Luminex Molecular Diagnostics, Inc. | EUA | Luminex MAGPIX System_Luminex Corp | MNI | Parainfluenza virus 4 RNA | PrThr | Pt | Nph | Ord | Probe.amp.tar | 20210317 | 2.69
Luminex Molecular Diagnostics, Inc. | NxTAG Respiratory Pathogen Panel + SARS-CoV-2* | Human Bocavirus | nasopharyngeal swabs (258500001^Nasopharyngeal swab^SCT) | Positive (260373001^Detected^SCT) Negative (260415000^Not Detected^SCT) Invalid (455371000124106^Invalid result^SCT or 125154007^Specimen unsatisfactory for evaluation^SCT) | 88613-5 | Human bocavirus DNA [Presence] in Upper respiratory specimen by NAA with probe detection | 92143-7 | Respiratory pathogens DNA and RNA panel - Respiratory specimen by NAA with probe detection |  |  |  | NxTAG Respiratory Pathogen Panel + SARS-CoV-2_Luminex Molecular Diagnostics, Inc. | EUA | Luminex MAGPIX System_Luminex Corp | MNI | Human bocavirus DNA | PrThr | Pt | Respiratory.upper | Ord | Probe.amp.tar | 20210317 | 2.69
Luminex Molecular Diagnostics, Inc. | NxTAG Respiratory Pathogen Panel + SARS-CoV-2* | Chlamydophila pneumoniae | nasopharyngeal swabs (258500001^Nasopharyngeal swab^SCT) | Positive (260373001^Detected^SCT) Negative (260415000^Not Detected^SCT) Invalid (455371000124106^Invalid result^SCT or 125154007^Specimen unsatisfactory for evaluation^SCT) | 88718-2 | Chlamydophila pneumoniae DNA [Presence] in Nasopharynx by NAA with probe detection | 92143-7 | Respiratory pathogens DNA and RNA panel - Respiratory specimen by NAA with probe detection |  |  |  | NxTAG Respiratory Pathogen Panel + SARS-CoV-2_Luminex Molecular Diagnostics, Inc. | EUA | Luminex MAGPIX System_Luminex Corp | MNI | Chlamydophila pneumoniae DNA | PrThr | Pt | Nph | Ord | Probe.amp.tar | 20210317 | 2.69
Luminex Molecular Diagnostics, Inc. | NxTAG Respiratory Pathogen Panel + SARS-CoV-2* | Mycoplasma pneumoniae | nasopharyngeal swabs (258500001^Nasopharyngeal swab^SCT) | Positive (260373001^Detected^SCT) Negative (260415000^Not Detected^SCT) Invalid (455371000124106^Invalid result^SCT or 125154007^Specimen unsatisfactory for evaluation^SCT) | 88720-8 | Mycoplasma pneumoniae DNA [Presence] in Nasopharynx by NAA with probe detection | 92143-7 | Respiratory pathogens DNA and RNA panel - Respiratory specimen by NAA with probe detection |  |  |  | NxTAG Respiratory Pathogen Panel + SARS-CoV-2_Luminex Molecular Diagnostics, Inc. | EUA | Luminex MAGPIX System_Luminex Corp | MNI | Mycoplasma pneumoniae DNA | PrThr | Pt | Nph | Ord | Probe.amp.tar | 20210317 | 2.69
Luminostics, Inc. | Clip COVID Rapid Antigen Test* | SARS-CoV-2 nucleocapsid antigen | nasal swabs (445297001^Swab of internal nose^SCT) | Positive (260373001^Detected^SCT) Negative (260415000^Not Detected^SCT) Invalid (455371000124106^Invalid result^SCT or 125154007^Specimen unsatisfactory for evaluation^SCT) | 94558-4 | SARS-CoV-2 (COVID-19) Ag [Presence] in Respiratory specimen by Rapid immunoassay | 94558-4 | SARS-CoV-2 (COVID-19) Ag [Presence] in Respiratory specimen by Rapid immunoassay |  |  |  | Clip COVID Rapid Antigen Test_Luminostics, Inc. | EUA | Clip Analyzer_Luminostics | MNI | SARS coronavirus 2 Ag | PrThr | Pt | Respiratory | Ord | IA.rapid | 20220216 | 2.68
LumiraDx UK Ltd. | LumiraDx SARS-CoV-2 Ab Test* | SARS-CoV-2 total antibodies | serum (119364003^Serum specimen^SCT) plasma (119361006^Plasma specimen^SCT) venous whole blood (122555007^Venous blood specimen^SCT) fingerstick whole blood (122554006^Capillary blood specimen^SCT) | Negative (260385009^Negative^SCT) Positive (10828004^Positive^SCT) Invalid (455371000124106^Invalid result^SCT or 125154007^Specimen unsatisfactory for evaluation^SCT) | 95542-7 | SARS-CoV-2 (COVID-19) Ab [Presence] in Serum, Plasma or Blood by Rapid immunoassay | 95542-7 | SARS-CoV-2 (COVID-19) Ab [Presence] in Serum, Plasma or Blood by Rapid immunoassay |  |  |  | LumiraDx SARS-CoV-2 Ab Test_LumiraDx UK Ltd. | EUA | LumiraDx Platform_LumiraDx | MNI | SARS coronavirus 2 Ab | PrThr | Pt | Ser/Plas/Bld | Ord | IA.rapid | 20210811 | 2.70
LumiraDx UK Ltd. | LumiraDx SARS-CoV-2 Ag Test* | SARS-CoV-2 Ag | nasal swab (445297001^Swab of internal nose^SCT) | Negative - (260415000^Not Detected^SCT) Positive + (260373001^Detected^SCT) | 95209-3 | SARS-CoV+SARS-CoV-2 (COVID-19) Ag [Presence] in Respiratory specimen by Rapid immunoassay | 95209-3 | SARS-CoV+SARS-CoV-2 (COVID-19) Ag [Presence] in Respiratory specimen by Rapid immunoassay | This test is authorized for use at the Point of Care (POC), i.e., in patient care settings operating under a CLIA Certificate of Waiver, Certificate of Compliance, or Certificate of Accreditation. |  |  | LumiraDx SARS-CoV-2 Ag Test_LumiraDx UK Ltd. | EUA | LumiraDx Platform_LumiraDx | MNI | SARS coronavirus+SARS coronavirus 2 Ag | PrThr | Pt | Respiratory | Ord | IA.rapid | 20200826 | 2.68
LumiraDx UK Ltd. | LumiraDx SARS-CoV-2 & Flu A/B RNA STAR Complete Assay | Influenza SARS-CoV-2 Result Interpretation | nasopharyngeal (NP) swabs (258500001^Nasopharyngeal swab^SCT) | Flu A detected (407479009^Influenza A virus^SCT) Flu B detected (407480007^Influenza B virus^SCT) SARS-CoV-2 detected (840533007^Severe acute respiratory syndrome coronavirus 2^SCT) Flu B and SARS-CoV-2 detected (407480007^Influenza B virus^SCT and 840533007^Severe acute respiratory syndrome coronavirus 2^SCT) Flu A and Flu B detected (407479009^Influenza A virus^SCT and 407480007^Influenza B virus^SCT) Flu A and SARS-CoV-2 detected (407479009^Influenza A virus^SCT and 840533007^Severe acute respiratory syndrome coronavirus 2^SCT) Flu A, Flu B and SARS-CoV-2 detected (407479009^Influenza A virus^SCT and 407480007^Influenza B virus^SCT and 840533007^Severe acute respiratory syndrome coronavirus 2^SCT) Not Detected (260415000^Not Detected^SCT) Invalid (455371000124106^Invalid result^SCT or 125154007^Specimen unsatisfactory for evaluation^SCT) | 95423-0 | Influenza virus A and B and SARS-CoV-2 (COVID-19) identified in Respiratory specimen by NAA with probe detection | 95422-2 | Influenza virus A and B and SARS-CoV-2 (COVID-19) RNA panel - Respiratory specimen by NAA with probe detection |  |  |  | LumiraDx SARS-CoV-2 & Flu A/B RNA STAR Complete Assay_LumiraDx UK Ltd. | EUA | 10190302015592 | DII | Influenza virus A & Influenza virus B & SARS coronavirus 2 identified | Prid | Pt | Respiratory | Nom | Probe.amp.tar | 20230322 | 2.69
LumiraDx UK Ltd. | LumiraDx SARS-CoV-2 & Flu A/B RNA STAR Complete Assay | SARS-CoV-2 | nasopharyngeal (NP) swabs (258500001^Nasopharyngeal swab^SCT) | + (Positive) (260373001^Detected^SCT) - (Negative) (260415000^Not detected^SCT) | 94759-8 | SARS-CoV-2 (COVID-19) RNA [Presence] in Nasopharynx by NAA with probe detection | 95422-2 | Influenza virus A and B and SARS-CoV-2 (COVID-19) RNA panel - Respiratory specimen by NAA with probe detection |  |  |  | LumiraDx SARS-CoV-2 & Flu A/B RNA STAR Complete Assay_LumiraDx UK Ltd. | EUA | 10190302015592 | DII | SARS coronavirus 2 RNA | PrThr | Pt | Nph | Ord | Probe.amp.tar | 20230322 | 2.69
LumiraDx UK Ltd. | LumiraDx SARS-CoV-2 & Flu A/B RNA STAR Complete Assay | Flu A | nasopharyngeal (NP) swabs (258500001^Nasopharyngeal swab^SCT) | + (Positive) (260373001^Detected^SCT) - (Negative) (260415000^Not detected^SCT) | 76078-5 | Influenza virus A RNA [Presence] in Nasopharynx by NAA with probe detection | 95422-2 | Influenza virus A and B and SARS-CoV-2 (COVID-19) RNA panel - Respiratory specimen by NAA with probe detection |  |  |  | LumiraDx SARS-CoV-2 & Flu A/B RNA STAR Complete Assay_LumiraDx UK Ltd. | EUA | 10190302015592 | DII | Influenza virus A RNA | PrThr | Pt | Nph | Ord | Probe.amp.tar | 20230322 | 2.63
LumiraDx UK Ltd. | LumiraDx SARS-CoV-2 & Flu A/B RNA STAR Complete Assay | Flu B | nasopharyngeal (NP) swabs (258500001^Nasopharyngeal swab^SCT) | + (Positive) (260373001^Detected^SCT) - (Negative) (260415000^Not detected^SCT) | 76080-1 | Influenza virus B RNA [Presence] in Nasopharynx by NAA with probe detection | 95422-2 | Influenza virus A and B and SARS-CoV-2 (COVID-19) RNA panel - Respiratory specimen by NAA with probe detection |  |  |  | LumiraDx SARS-CoV-2 & Flu A/B RNA STAR Complete Assay_LumiraDx UK Ltd. | EUA | 10190302015592 | DII | Influenza virus B RNA | PrThr | Pt | Nph | Ord | Probe.amp.tar | 20230322 | 2.63
LumiraDx UK Ltd. | LumiraDx SARS-CoV-2 & Flu A/B RNA STAR Complete Assay | IC (Internal control) | nasopharyngeal (NP) swabs (258500001^Nasopharyngeal swab^SCT) | + (Positive) (260373001^Detected^SCT) - (Negative) (260415000^Not detected^SCT) | 90101-7 | Internal control result | 95422-2 | Influenza virus A and B and SARS-CoV-2 (COVID-19) RNA panel - Respiratory specimen by NAA with probe detection |  |  |  | LumiraDx SARS-CoV-2 & Flu A/B RNA STAR Complete Assay_LumiraDx UK Ltd. | EUA | 10190302015592 | DII | Internal control result | PrThr | Pt | Specimen | Ord |  | 20230322 | 2.72
LumiraDx UK Ltd. | LumiraDx SARS-CoV-2 & Flu A/B RNA STAR Complete Assay | Influenza SARS-CoV-2 Result Interpretation | nasopharyngeal (NP) swabs (258500001^Nasopharyngeal swab^SCT) | Flu A detected (407479009^Influenza A virus^SCT) Flu B detected (407480007^Influenza B virus^SCT) SARS-CoV-2 detected (840533007^Severe acute respiratory syndrome coronavirus 2^SCT) Flu B and SARS-CoV-2 detected (407480007^Influenza B virus^SCT and 840533007^Severe acute respiratory syndrome coronavirus 2^SCT) Flu A and Flu B detected (407479009^Influenza A virus^SCT and 407480007^Influenza B virus^SCT) Flu A and SARS-CoV-2 detected (407479009^Influenza A virus^SCT and 840533007^Severe acute respiratory syndrome coronavirus 2^SCT) Flu A, Flu B and SARS-CoV-2 detected (407479009^Influenza A virus^SCT and 407480007^Influenza B virus^SCT and 840533007^Severe acute respiratory syndrome coronavirus 2^SCT) Not Detected (260415000^Not Detected^SCT) Invalid (455371000124106^Invalid result^SCT or 125154007^Specimen unsatisfactory for evaluation^SCT) | 95423-0 | Influenza virus A and B and SARS-CoV-2 (COVID-19) identified in Respiratory specimen by NAA with probe detection | 95422-2 | Influenza virus A and B and SARS-CoV-2 (COVID-19) RNA panel - Respiratory specimen by NAA with probe detection |  |  |  | LumiraDx SARS-CoV-2 & Flu A/B RNA STAR Complete Assay_LumiraDx UK Ltd. | EUA | ABI QuantStudio 7 Flex_Thermo Fisher | MNI | Influenza virus A & Influenza virus B & SARS coronavirus 2 identified | Prid | Pt | Respiratory | Nom | Probe.amp.tar | 20230322 | 2.69
LumiraDx UK Ltd. | LumiraDx SARS-CoV-2 & Flu A/B RNA STAR Complete Assay | SARS-CoV-2 | nasopharyngeal (NP) swabs (258500001^Nasopharyngeal swab^SCT) | + (Positive) (260373001^Detected^SCT) - (Negative) (260415000^Not detected^SCT) | 94759-8 | SARS-CoV-2 (COVID-19) RNA [Presence] in Nasopharynx by NAA with probe detection | 95422-2 | Influenza virus A and B and SARS-CoV-2 (COVID-19) RNA panel - Respiratory specimen by NAA with probe detection |  |  |  | LumiraDx SARS-CoV-2 & Flu A/B RNA STAR Complete Assay_LumiraDx UK Ltd. | EUA | ABI QuantStudio 7 Flex_Thermo Fisher | MNI | SARS coronavirus 2 RNA | PrThr | Pt | Nph | Ord | Probe.amp.tar | 20230322 | 2.69
LumiraDx UK Ltd. | LumiraDx SARS-CoV-2 & Flu A/B RNA STAR Complete Assay | Flu A | nasopharyngeal (NP) swabs (258500001^Nasopharyngeal swab^SCT) | + (Positive) (260373001^Detected^SCT) - (Negative) (260415000^Not detected^SCT) | 76078-5 | Influenza virus A RNA [Presence] in Nasopharynx by NAA with probe detection | 95422-2 | Influenza virus A and B and SARS-CoV-2 (COVID-19) RNA panel - Respiratory specimen by NAA with probe detection |  |  |  | LumiraDx SARS-CoV-2 & Flu A/B RNA STAR Complete Assay_LumiraDx UK Ltd. | EUA | ABI QuantStudio 7 Flex_Thermo Fisher | MNI | Influenza virus A RNA | PrThr | Pt | Nph | Ord | Probe.amp.tar | 20230322 | 2.63
LumiraDx UK Ltd. | LumiraDx SARS-CoV-2 & Flu A/B RNA STAR Complete Assay | Flu B | nasopharyngeal (NP) swabs (258500001^Nasopharyngeal swab^SCT) | + (Positive) (260373001^Detected^SCT) - (Negative) (260415000^Not detected^SCT) | 76080-1 | Influenza virus B RNA [Presence] in Nasopharynx by NAA with probe detection | 95422-2 | Influenza virus A and B and SARS-CoV-2 (COVID-19) RNA panel - Respiratory specimen by NAA with probe detection |  |  |  | LumiraDx SARS-CoV-2 & Flu A/B RNA STAR Complete Assay_LumiraDx UK Ltd. | EUA | ABI QuantStudio 7 Flex_Thermo Fisher | MNI | Influenza virus B RNA | PrThr | Pt | Nph | Ord | Probe.amp.tar | 20230322 | 2.63
LumiraDx UK Ltd. | LumiraDx SARS-CoV-2 & Flu A/B RNA STAR Complete Assay | IC (Internal control) | nasopharyngeal (NP) swabs (258500001^Nasopharyngeal swab^SCT) | + (Positive) (260373001^Detected^SCT) - (Negative) (260415000^Not detected^SCT) | 90101-7 | Internal control result | 95422-2 | Influenza virus A and B and SARS-CoV-2 (COVID-19) RNA panel - Respiratory specimen by NAA with probe detection |  |  |  | LumiraDx SARS-CoV-2 & Flu A/B RNA STAR Complete Assay_LumiraDx UK Ltd. | EUA | ABI QuantStudio 7 Flex_Thermo Fisher | MNI | Internal control result | PrThr | Pt | Specimen | Ord |  | 20230322 | 2.72
LumiraDx UK Ltd. | LumiraDx SARS-CoV-2 & Flu A/B RNA STAR Complete Assay | Influenza SARS-CoV-2 Result Interpretation | nasopharyngeal (NP) swabs (258500001^Nasopharyngeal swab^SCT) | Flu A detected (407479009^Influenza A virus^SCT) Flu B detected (407480007^Influenza B virus^SCT) SARS-CoV-2 detected (840533007^Severe acute respiratory syndrome coronavirus 2^SCT) Flu B and SARS-CoV-2 detected (407480007^Influenza B virus^SCT and 840533007^Severe acute respiratory syndrome coronavirus 2^SCT) Flu A and Flu B detected (407479009^Influenza A virus^SCT and 407480007^Influenza B virus^SCT) Flu A and SARS-CoV-2 detected (407479009^Influenza A virus^SCT and 840533007^Severe acute respiratory syndrome coronavirus 2^SCT) Flu A, Flu B and SARS-CoV-2 detected (407479009^Influenza A virus^SCT and 407480007^Influenza B virus^SCT and 840533007^Severe acute respiratory syndrome coronavirus 2^SCT) Not Detected (260415000^Not Detected^SCT) Invalid (455371000124106^Invalid result^SCT or 125154007^Specimen unsatisfactory for evaluation^SCT) | 95423-0 | Influenza virus A and B and SARS-CoV-2 (COVID-19) identified in Respiratory specimen by NAA with probe detection | 95422-2 | Influenza virus A and B and SARS-CoV-2 (COVID-19) RNA panel - Respiratory specimen by NAA with probe detection |  |  |  | LumiraDx SARS-CoV-2 & Flu A/B RNA STAR Complete Assay_LumiraDx UK Ltd. | EUA | CFX Opus 96_BioRad | MNI | Influenza virus A & Influenza virus B & SARS coronavirus 2 identified | Prid | Pt | Respiratory | Nom | Probe.amp.tar | 20230322 | 2.69
LumiraDx UK Ltd. | LumiraDx SARS-CoV-2 & Flu A/B RNA STAR Complete Assay | SARS-CoV-2 | nasopharyngeal (NP) swabs (258500001^Nasopharyngeal swab^SCT) | + (Positive) (260373001^Detected^SCT) - (Negative) (260415000^Not detected^SCT) | 94759-8 | SARS-CoV-2 (COVID-19) RNA [Presence] in Nasopharynx by NAA with probe detection | 95422-2 | Influenza virus A and B and SARS-CoV-2 (COVID-19) RNA panel - Respiratory specimen by NAA with probe detection |  |  |  | LumiraDx SARS-CoV-2 & Flu A/B RNA STAR Complete Assay_LumiraDx UK Ltd. | EUA | CFX Opus 96_BioRad | MNI | SARS coronavirus 2 RNA | PrThr | Pt | Nph | Ord | Probe.amp.tar | 20230322 | 2.69
LumiraDx UK Ltd. | LumiraDx SARS-CoV-2 & Flu A/B RNA STAR Complete Assay | Flu A | nasopharyngeal (NP) swabs (258500001^Nasopharyngeal swab^SCT) | + (Positive) (260373001^Detected^SCT) - (Negative) (260415000^Not detected^SCT) | 76078-5 | Influenza virus A RNA [Presence] in Nasopharynx by NAA with probe detection | 95422-2 | Influenza virus A and B and SARS-CoV-2 (COVID-19) RNA panel - Respiratory specimen by NAA with probe detection |  |  |  | LumiraDx SARS-CoV-2 & Flu A/B RNA STAR Complete Assay_LumiraDx UK Ltd. | EUA | CFX Opus 96_BioRad | MNI | Influenza virus A RNA | PrThr | Pt | Nph | Ord | Probe.amp.tar | 20230322 | 2.63
LumiraDx UK Ltd. | LumiraDx SARS-CoV-2 & Flu A/B RNA STAR Complete Assay | Flu B | nasopharyngeal (NP) swabs (258500001^Nasopharyngeal swab^SCT) | + (Positive) (260373001^Detected^SCT) - (Negative) (260415000^Not detected^SCT) | 76080-1 | Influenza virus B RNA [Presence] in Nasopharynx by NAA with probe detection | 95422-2 | Influenza virus A and B and SARS-CoV-2 (COVID-19) RNA panel - Respiratory specimen by NAA with probe detection |  |  |  | LumiraDx SARS-CoV-2 & Flu A/B RNA STAR Complete Assay_LumiraDx UK Ltd. | EUA | CFX Opus 96_BioRad | MNI | Influenza virus B RNA | PrThr | Pt | Nph | Ord | Probe.amp.tar | 20230322 | 2.63
LumiraDx UK Ltd. | LumiraDx SARS-CoV-2 & Flu A/B RNA STAR Complete Assay | IC (Internal control) | nasopharyngeal (NP) swabs (258500001^Nasopharyngeal swab^SCT) | + (Positive) (260373001^Detected^SCT) - (Negative) (260415000^Not detected^SCT) | 90101-7 | Internal control result | 95422-2 | Influenza virus A and B and SARS-CoV-2 (COVID-19) RNA panel - Respiratory specimen by NAA with probe detection |  |  |  | LumiraDx SARS-CoV-2 & Flu A/B RNA STAR Complete Assay_LumiraDx UK Ltd. | EUA | CFX Opus 96_BioRad | MNI | Internal control result | PrThr | Pt | Specimen | Ord |  | 20230322 | 2.72
LumiraDx UK Ltd. | LumiraDx SARS-CoV-2 RNA STAR* | SARS-CoV-2 Assay Result | nasal swabs (445297001^Swab of internal nose^SCT) midturbinate swabs (1293160008^Swab from middle region of inferior nasal meatus^SCT) nasopharyngeal swabs (258500001^Nasopharyngeal swab^SCT) oropharyngeal swabs (258529004^Throat swab^SCT) bronchoalveolar lavage specimens (258607008^Bronchoalveolar lavage fluid sample^SCT) | SARS-CoV-2 Positive (+) (260373001^Detected^SCT) Negative (-) (260415000^Not Detected^SCT) Invalid (455371000124106^Invalid result^SCT or 125154007^Specimen unsatisfactory for evaluation^SCT) | 94559-2 | SARS-CoV-2 (COVID-19) ORF1ab region [Presence] in Respiratory specimen by NAA with probe detection | 94559-2 | SARS-CoV-2 (COVID-19) ORF1ab region [Presence] in Respiratory specimen by NAA with probe detection |  |  |  | LumiraDx SARS-CoV-2 RNA STAR_LumiraDx UK Ltd. | EUA | LightCycler 480 Instrument II_Roche | MNI | SARS coronavirus 2 ORF1ab region | PrThr | Pt | Respiratory | Ord | Probe.amp.tar | 20200818 | 2.68
LumiraDx UK Ltd. | LumiraDx SARS-CoV-2 RNA STAR* | SARS-CoV-2 Assay Result | nasal swabs (445297001^Swab of internal nose^SCT) midturbinate swabs (1293160008^Swab from middle region of inferior nasal meatus^SCT) nasopharyngeal swabs (258500001^Nasopharyngeal swab^SCT) oropharyngeal swabs (258529004^Throat swab^SCT) bronchoalveolar lavage specimens (258607008^Bronchoalveolar lavage fluid sample^SCT) | SARS-CoV-2 Positive (+) (260373001^Detected^SCT) Negative (-) (260415000^Not Detected^SCT) Invalid (455371000124106^Invalid result^SCT or 125154007^Specimen unsatisfactory for evaluation^SCT) | 94559-2 | SARS-CoV-2 (COVID-19) ORF1ab region [Presence] in Respiratory specimen by NAA with probe detection | 94559-2 | SARS-CoV-2 (COVID-19) ORF1ab region [Presence] in Respiratory specimen by NAA with probe detection |  |  |  | LumiraDx SARS-CoV-2 RNA STAR_LumiraDx UK Ltd. | EUA | 10190302000222 | DII | SARS coronavirus 2 ORF1ab region | PrThr | Pt | Respiratory | Ord | Probe.amp.tar | 20200818 | 2.68
LumiraDx UK Ltd. | LumiraDx SARS-CoV-2 RNA STAR* | SARS-CoV-2 Assay Result | nasal swabs (445297001^Swab of internal nose^SCT) midturbinate swabs (1293160008^Swab from middle region of inferior nasal meatus^SCT) nasopharyngeal swabs (258500001^Nasopharyngeal swab^SCT) oropharyngeal swabs (258529004^Throat swab^SCT) bronchoalveolar lavage specimens (258607008^Bronchoalveolar lavage fluid sample^SCT) | SARS-CoV-2 Positive (+) (260373001^Detected^SCT) Negative (-) (260415000^Not Detected^SCT) Invalid (455371000124106^Invalid result^SCT or 125154007^Specimen unsatisfactory for evaluation^SCT) | 94559-2 | SARS-CoV-2 (COVID-19) ORF1ab region [Presence] in Respiratory specimen by NAA with probe detection | 94559-2 | SARS-CoV-2 (COVID-19) ORF1ab region [Presence] in Respiratory specimen by NAA with probe detection |  |  |  | LumiraDx SARS-CoV-2 RNA STAR_LumiraDx UK Ltd. | EUA | 10190302015592 | DII | SARS coronavirus 2 ORF1ab region | PrThr | Pt | Respiratory | Ord | Probe.amp.tar | 20200818 | 2.68
LumiraDx UK Ltd. | LumiraDx SARS-CoV-2 RNA STAR* | SARS-CoV-2 Assay Result | nasal swabs (445297001^Swab of internal nose^SCT) midturbinate swabs (1293160008^Swab from middle region of inferior nasal meatus^SCT) nasopharyngeal swabs (258500001^Nasopharyngeal swab^SCT) oropharyngeal swabs (258529004^Throat swab^SCT) bronchoalveolar lavage specimens (258607008^Bronchoalveolar lavage fluid sample^SCT) | SARS-CoV-2 Positive (+) (260373001^Detected^SCT) Negative (-) (260415000^Not Detected^SCT) Invalid (455371000124106^Invalid result^SCT or 125154007^Specimen unsatisfactory for evaluation^SCT) | 94559-2 | SARS-CoV-2 (COVID-19) ORF1ab region [Presence] in Respiratory specimen by NAA with probe detection | 94559-2 | SARS-CoV-2 (COVID-19) ORF1ab region [Presence] in Respiratory specimen by NAA with probe detection |  |  |  | LumiraDx SARS-CoV-2 RNA STAR_LumiraDx UK Ltd. | EUA | Aria Mx_Agilent Technologies | MNI | SARS coronavirus 2 ORF1ab region | PrThr | Pt | Respiratory | Ord | Probe.amp.tar | 20200818 | 2.68
LumiraDx UK Ltd. | LumiraDx SARS-CoV-2 RNA STAR* | SARS-CoV-2 Assay Result | nasal swabs (445297001^Swab of internal nose^SCT) midturbinate swabs (1293160008^Swab from middle region of inferior nasal meatus^SCT) nasopharyngeal swabs (258500001^Nasopharyngeal swab^SCT) oropharyngeal swabs (258529004^Throat swab^SCT) bronchoalveolar lavage specimens (258607008^Bronchoalveolar lavage fluid sample^SCT) | SARS-CoV-2 Positive (+) (260373001^Detected^SCT) Negative (-) (260415000^Not Detected^SCT) Invalid (455371000124106^Invalid result^SCT or 125154007^Specimen unsatisfactory for evaluation^SCT) | 94559-2 | SARS-CoV-2 (COVID-19) ORF1ab region [Presence] in Respiratory specimen by NAA with probe detection | 94559-2 | SARS-CoV-2 (COVID-19) ORF1ab region [Presence] in Respiratory specimen by NAA with probe detection |  |  |  | LumiraDx SARS-CoV-2 RNA STAR_LumiraDx UK Ltd. | EUA | Stratagene Mx3005P_Agilent Technologies | MNI | SARS coronavirus 2 ORF1ab region | PrThr | Pt | Respiratory | Ord | Probe.amp.tar | 20200818 | 2.68
LumiraDx UK Ltd. | LumiraDx SARS-CoV-2 RNA STAR Complete* | SARS-CoV-2 Assay Results | nasal swabs (445297001^Swab of internal nose^SCT) midturbinate swabs (1293160008^Swab from middle region of inferior nasal meatus^SCT) nasopharyngeal swabs (258500001^Nasopharyngeal swab^SCT) oropharyngeal swabs (258529004^Throat swab^SCT) bronchoalveolar lavage specimens (258607008^Bronchoalveolar lavage fluid sample^SCT) 433801000124107^Nasopharyngeal and oropharyngeal swab^SCT | SARS-CoV-2 Positive (+) (260373001^Detected^SCT) Negative (-) (260415000^Not Detected^SCT) Invalid (455371000124106^Invalid result^SCT or 125154007^Specimen unsatisfactory for evaluation^SCT) | 94559-2 | SARS-CoV-2 (COVID-19) ORF1ab region [Presence] in Respiratory specimen by NAA with probe detection | 94559-2 | SARS-CoV-2 (COVID-19) ORF1ab region [Presence] in Respiratory specimen by NAA with probe detection |  |  |  | LumiraDx SARS-CoV-2 RNA STAR Complete_LumiraDx UK Ltd. | EUA | LightCycler 480 Instrument II_Roche | MNI | SARS coronavirus 2 ORF1ab region | PrThr | Pt | Respiratory | Ord | Probe.amp.tar | 20220727 | 2.68
LumiraDx UK Ltd. | LumiraDx SARS-CoV-2 RNA STAR Complete* | SARS-CoV-2 Assay Results | nasal swabs (445297001^Swab of internal nose^SCT) midturbinate swabs (1293160008^Swab from middle region of inferior nasal meatus^SCT) nasopharyngeal swabs (258500001^Nasopharyngeal swab^SCT) oropharyngeal swabs (258529004^Throat swab^SCT) bronchoalveolar lavage specimens (258607008^Bronchoalveolar lavage fluid sample^SCT) 433801000124107^Nasopharyngeal and oropharyngeal swab^SCT | SARS-CoV-2 Positive (+) (260373001^Detected^SCT) Negative (-) (260415000^Not Detected^SCT) Invalid (455371000124106^Invalid result^SCT or 125154007^Specimen unsatisfactory for evaluation^SCT) | 94559-2 | SARS-CoV-2 (COVID-19) ORF1ab region [Presence] in Respiratory specimen by NAA with probe detection | 94559-2 | SARS-CoV-2 (COVID-19) ORF1ab region [Presence] in Respiratory specimen by NAA with probe detection |  |  |  | LumiraDx SARS-CoV-2 RNA STAR Complete_LumiraDx UK Ltd. | EUA | 10190302000222 | DII | SARS coronavirus 2 ORF1ab region | PrThr | Pt | Respiratory | Ord | Probe.amp.tar | 20220727 | 2.68
LumiraDx UK Ltd. | LumiraDx SARS-CoV-2 RNA STAR Complete* | SARS-CoV-2 Assay Results | nasal swabs (445297001^Swab of internal nose^SCT) midturbinate swabs (1293160008^Swab from middle region of inferior nasal meatus^SCT) nasopharyngeal swabs (258500001^Nasopharyngeal swab^SCT) oropharyngeal swabs (258529004^Throat swab^SCT) bronchoalveolar lavage specimens (258607008^Bronchoalveolar lavage fluid sample^SCT) 433801000124107^Nasopharyngeal and oropharyngeal swab^SCT | SARS-CoV-2 Positive (+) (260373001^Detected^SCT) Negative (-) (260415000^Not Detected^SCT) Invalid (455371000124106^Invalid result^SCT or 125154007^Specimen unsatisfactory for evaluation^SCT) | 94559-2 | SARS-CoV-2 (COVID-19) ORF1ab region [Presence] in Respiratory specimen by NAA with probe detection | 94559-2 | SARS-CoV-2 (COVID-19) ORF1ab region [Presence] in Respiratory specimen by NAA with probe detection |  |  |  | LumiraDx SARS-CoV-2 RNA STAR Complete_LumiraDx UK Ltd. | EUA | Aria Mx_Agilent Technologies | MNI | SARS coronavirus 2 ORF1ab region | PrThr | Pt | Respiratory | Ord | Probe.amp.tar | 20220727 | 2.68
LumiraDx UK Ltd. | LumiraDx SARS-CoV-2 RNA STAR Complete* | SARS-CoV-2 Assay Results | nasal swabs (445297001^Swab of internal nose^SCT) midturbinate swabs (1293160008^Swab from middle region of inferior nasal meatus^SCT) nasopharyngeal swabs (258500001^Nasopharyngeal swab^SCT) oropharyngeal swabs (258529004^Throat swab^SCT) bronchoalveolar lavage specimens (258607008^Bronchoalveolar lavage fluid sample^SCT) 433801000124107^Nasopharyngeal and oropharyngeal swab^SCT | SARS-CoV-2 Positive (+) (260373001^Detected^SCT) Negative (-) (260415000^Not Detected^SCT) Invalid (455371000124106^Invalid result^SCT or 125154007^Specimen unsatisfactory for evaluation^SCT) | 94559-2 | SARS-CoV-2 (COVID-19) ORF1ab region [Presence] in Respiratory specimen by NAA with probe detection | 94559-2 | SARS-CoV-2 (COVID-19) ORF1ab region [Presence] in Respiratory specimen by NAA with probe detection |  |  |  | LumiraDx SARS-CoV-2 RNA STAR Complete_LumiraDx UK Ltd. | EUA | Stratagene Mx3005P_Agilent Technologies | MNI | SARS coronavirus 2 ORF1ab region | PrThr | Pt | Respiratory | Ord | Probe.amp.tar | 20220727 | 2.68
LumiraDx UK Ltd. | LumiraDx SARS-CoV-2 RNA STAR Complete* | SARS-CoV-2 Assay Results | nasal swabs (445297001^Swab of internal nose^SCT) midturbinate swabs (1293160008^Swab from middle region of inferior nasal meatus^SCT) nasopharyngeal swabs (258500001^Nasopharyngeal swab^SCT) oropharyngeal swabs (258529004^Throat swab^SCT) bronchoalveolar lavage specimens (258607008^Bronchoalveolar lavage fluid sample^SCT) 433801000124107^Nasopharyngeal and oropharyngeal swab^SCT | SARS-CoV-2 Positive (+) (260373001^Detected^SCT) Negative (-) (260415000^Not Detected^SCT) Invalid (455371000124106^Invalid result^SCT or 125154007^Specimen unsatisfactory for evaluation^SCT) | 94559-2 | SARS-CoV-2 (COVID-19) ORF1ab region [Presence] in Respiratory specimen by NAA with probe detection | 94559-2 | SARS-CoV-2 (COVID-19) ORF1ab region [Presence] in Respiratory specimen by NAA with probe detection |  |  |  | LumiraDx SARS-CoV-2 RNA STAR Complete_LumiraDx UK Ltd. | EUA | ABI QuantStudio 7 Flex_Thermo Fisher | MNI | SARS coronavirus 2 ORF1ab region | PrThr | Pt | Respiratory | Ord | Probe.amp.tar | 20220727 | 2.68
LumiraDx UK Ltd. | LumiraDx SARS-CoV-2 RNA STAR Complete* | SARS-CoV-2 Assay Results | nasal swabs (445297001^Swab of internal nose^SCT) midturbinate swabs (1293160008^Swab from middle region of inferior nasal meatus^SCT) nasopharyngeal swabs (258500001^Nasopharyngeal swab^SCT) oropharyngeal swabs (258529004^Throat swab^SCT) bronchoalveolar lavage specimens (258607008^Bronchoalveolar lavage fluid sample^SCT) 433801000124107^Nasopharyngeal and oropharyngeal swab^SCT | SARS-CoV-2 Positive (+) (260373001^Detected^SCT) Negative (-) (260415000^Not Detected^SCT) Invalid (455371000124106^Invalid result^SCT or 125154007^Specimen unsatisfactory for evaluation^SCT) | 94559-2 | SARS-CoV-2 (COVID-19) ORF1ab region [Presence] in Respiratory specimen by NAA with probe detection | 94559-2 | SARS-CoV-2 (COVID-19) ORF1ab region [Presence] in Respiratory specimen by NAA with probe detection |  |  |  | LumiraDx SARS-CoV-2 RNA STAR Complete_LumiraDx UK Ltd. | EUA | 10190302015592 | DII | SARS coronavirus 2 ORF1ab region | PrThr | Pt | Respiratory | Ord | Probe.amp.tar | 20220727 | 2.68
Maccura Biotechnology (USA) LL | SARS-CoV-2 Fluorescent PCR Kit* | SARS-CoV-2 viral nucleic acids | Nasal swab (445297001^Swab of internal nose^SCT) Mid-turbinate nasal swabs(1293160008^Swab from middle region of inferior nasal meatus^SCT) nasopharyngeal swab (258500001^Nasopharyngeal swab^SCT) oropharyngeal swabs (258529004^Throat swab^SCT) | SARS-CoV-2 Positive (260373001^Detected^SCT) SARS-CoV-2 Negative (260415000^Not detected^SCT) Inconclusive (419984006^Inconclusive^SCT) Invalid (455371000124106^Invalid result^SCT) | 94500-6 | SARS coronavirus 2 RNA [Presence] in Respiratory specimen by NAA with probe detection | 94531-1 | SARS coronavirus 2 RNA panel - Respiratory specimen by NAA with probe detection |  |  |  | SARS-CoV-2 Fluorescent PCR Kit_Maccura Biotechnology (USA) LLC | EUA | ABI 7500 Real-Time PCR_Thermo Fisher | MNI | SARS coronavirus 2 RNA | PrThr | Pt | Respiratory | Ord | Probe.amp.tar | 20200602 | 2.68
Mammoth Biosciences, Inc. | DETECTR BOOST SARS-CoV-2 Reagent Kit* | SARS-CoV-2 RNA | nasopharyngeal swab (258500001^Nasopharyngeal swab^SCT) anterior nasal swab (697989009^Anterior nares swab^SCT) mid-turbinate nasal swab (1293160008^Swab from middle region of inferior nasal meatus^SCT) oropharyngeal swab (258529004^Throat swab^SCT) combined NP/OP swab (433801000124107^Nasopharyngeal and oropharyngeal swab^SCT) | Positive (260373001^Detected^SCT) Negative (260415000^Not Detected^SCT) Invalid (455371000124106^Invalid result^SCT or 125154007^Specimen unsatisfactory for evaluation^SCT) | 94533-7 | SARS-CoV-2 (COVID-19) N gene [Presence] in Respiratory specimen by NAA with probe detection | 94533-7 | SARS-CoV-2 (COVID-19) N gene [Presence] in Respiratory specimen by NAA with probe detection |  |  |  | DETECTR BOOST SARS-CoV-2 Reagent Kit_Mammoth Biosciences, Inc. | EUA | Bravo BenchCel Workstation_Agilent | MNI | SARS coronavirus 2 N gene | PrThr | Pt | Respiratory | Ord | Probe.amp.tar | 20220126 | 2.69
Mammoth Biosciences, Inc. | SARS-CoV-2 DETECTR Reagent Kit* | SARS-CoV-2 Result Interpretation | nasopharyngeal swabs (258500001^Nasopharyngeal swab^SCT) oropharyngeal (throat) swabs (258529004^Throat swab^SCT) mid-turbinate nasal swabs (1293160008^Swab from middle region of inferior nasal meatus^SCT) anterior nasal swabs (697989009^Anterior nares swab^SCT) nasopharyngeal wash/aspirate (258467004^Nasopharyngeal washings^SCT or 258411007^Nasopharyngeal aspirate^SCT) nasal aspirate (429931000124105^Nasal aspirate specimen^SCT) nasopharyngeal and oropharyngeal swab (433801000124107^Nasopharyngeal and oropharyngeal swab^SCT) | Detected (260373001^Detected^SCT) Not Detected (260415000^Not Detected^SCT) Invalid (455371000124106^Invalid result^SCT or 125154007^Specimen unsatisfactory for evaluation^SCT) | 94533-7 | SARS-CoV-2 (COVID-19) N gene [Presence] in Respiratory specimen by NAA with probe detection | 94533-7 | SARS-CoV-2 (COVID-19) N gene [Presence] in Respiratory specimen by NAA with probe detection |  |  |  | SARS-CoV-2 DETECTR Reagent Kit_Mammoth Biosciences, Inc. | EUA | 10190302000222 | DII | SARS coronavirus 2 N gene | PrThr | Pt | Respiratory | Ord | Probe.amp.tar | 20200916 | 2.68
Massachusetts General Hospital | LDT: MGH COVID-19 qPCR assay* | SARS-CoV-2 Result Interpretation | nasopharyngeal swabs (258500001^Nasopharyngeal swab^SCT) nasal swabs (445297001^Swab of internal nose^SCT) oropharyngeal swabs (258529004^Throat swab^SCT) BAL (258607008^Bronchoalveolar lavage fluid sample^SCT) | Positive2019-NCoV(260373001^Detected^SCT) Not detected (260415000^Not detected^SCT) Inconclusive (419984006^Inconclusive^SCT) Invalid (455371000124106^Invalid result^SCT or 125154007^Specimen unsatisfactory for evaluation^SCT) | 94533-7 | SARS coronavirus 2 N gene [Presence] in Respiratory specimen by NAA with probe detection | 94533-7 | SARS coronavirus 2 N gene [Presence] in Respiratory specimen by NAA with probe detection |  |  |  | MGH COVID-19 qPCR assay_Massachusetts General Hospital | EUA | cobas z 480 Instrument_Roche | MNI | SARS coronavirus 2 N gene | PrThr | Pt | Respiratory | Ord | Probe.amp.tar | 20220727 | 2.68
Massachusetts General Hospital | LDT: MGH COVID-19 qPCR assay* | SARS-CoV-2 Result Interpretation | nasopharyngeal swabs (258500001^Nasopharyngeal swab^SCT) nasal swabs (445297001^Swab of internal nose^SCT) oropharyngeal swabs (258529004^Throat swab^SCT) BAL (258607008^Bronchoalveolar lavage fluid sample^SCT) | Positive2019-NCoV(260373001^Detected^SCT) Not detected (260415000^Not detected^SCT) Inconclusive (419984006^Inconclusive^SCT) Invalid (455371000124106^Invalid result^SCT or 125154007^Specimen unsatisfactory for evaluation^SCT) | 94533-7 | SARS coronavirus 2 N gene [Presence] in Respiratory specimen by NAA with probe detection | 94533-7 | SARS coronavirus 2 N gene [Presence] in Respiratory specimen by NAA with probe detection |  |  |  | MGH COVID-19 qPCR assay_Massachusetts General Hospital | EUA | ABI QuantStudio 7 Flex_Thermo Fisher | MNI | SARS coronavirus 2 N gene | PrThr | Pt | Respiratory | Ord | Probe.amp.tar | 20220727 | 2.68
Massachusetts General Hospital | LDT: MGH COVID-19 qPCR assay* | SARS-CoV-2 Result Interpretation | nasopharyngeal swabs (258500001^Nasopharyngeal swab^SCT) nasal swabs (445297001^Swab of internal nose^SCT) oropharyngeal swabs (258529004^Throat swab^SCT) BAL (258607008^Bronchoalveolar lavage fluid sample^SCT) | Positive2019-NCoV(260373001^Detected^SCT) Not detected (260415000^Not detected^SCT) Inconclusive (419984006^Inconclusive^SCT) Invalid (455371000124106^Invalid result^SCT or 125154007^Specimen unsatisfactory for evaluation^SCT) | 94533-7 | SARS coronavirus 2 N gene [Presence] in Respiratory specimen by NAA with probe detection | 94533-7 | SARS coronavirus 2 N gene [Presence] in Respiratory specimen by NAA with probe detection |  |  |  | MGH COVID-19 qPCR assay_Massachusetts General Hospital | EUA | ABI ViiA 7 PCR System_Thermo Fisher | MNI | SARS coronavirus 2 N gene | PrThr | Pt | Respiratory | Ord | Probe.amp.tar | 20220727 | 2.68
Materials and Machines Corporation of America (DBA MatmaCorp, Inc.) | MatMaCorp COVID-19 2SF Test* | SARS-CoV-2 Interpretation | nasopharyngeal swabs (258500001^Nasopharyngeal swab^SCT) mid-turbinate swabs (1293160008^Swab from middle region of inferior nasal meatus^SCT) anterior nasal swabs (697989009^Anterior nares swab^SCT) | Positive COVID-19 Detected (260373001^Detected^SCT) Presumptive Negative COVID-19 not detected above Limit of Detection (260415000^Not Detected^SCT) Invalid (455371000124106^Invalid result^SCT or 125154007^Specimen unsatisfactory for evaluation^SCT) | 96123-5 | SARS-CoV-2 (COVID-19) RdRp gene [Presence] in Upper respiratory specimen by NAA with probe detection | 96123-5 | SARS-CoV-2 (COVID-19) RdRp gene [Presence] in Upper respiratory specimen by NAA with probe detection |  |  |  | MatMaCorp COVID-19 2SF Test_Materials and Machines Corporation of America (DBA MatmaCorp, Inc.) | EUA | Solas 8_MatMaCorp | MNI | SARS coronavirus 2 RdRp gene | PrThr | Pt | Respiratory.upper | Ord | Probe.amp.tar | 20210113 | 2.68
MAWD Laboratories | LDT: MAWD Laboratories SARS-CoV-2 Dual Target by RT-PCR | SARS-CoV-2 Result Interpretation | nasopharyngeal swab (258500001^Nasopharyngeal swab^SCT) | Detected (260373001^Detected^SCT) Not Detected (260415000^Not detected^SCT) Invalid (455371000124106^Invalid result^SCT) | 94533-7 | SARS-CoV-2 (COVID-19) N gene [Presence] in Respiratory system specimen by NAA with probe detection | 94531-1 | SARS-CoV-2 (COVID-19) RNA panel - Respiratory system specimen by NAA with probe detection | This test will be performed at will be performed at MAWD Laboratories, located at 11070 Strang Line Rd., Lenexa, KS 66215 |  |  | MAWD Laboratories SARS-CoV-2 Dual Target by RT-PCR_MAWD Laboratories | EUA | ABI QuantStudio 7 Flex_Thermo Fisher | MNI | SARS coronavirus 2 N gene | PrThr | Pt | Respiratory System Specimen | Ord | Probe.amp.tar | 20231030 | 2.76
Maxim Biomedical, Inc. | MaximBio ClearDetect COVID-19 Antigen Home Test* | SARS-CoV-2 nucleocapsid protein antigen | direct anterior nasal swab (697989009^Anterior nares swab^SCT) | Positive Result (260373001^Detected^SCT) Negative Result (260415000^Not Detected^SCT) Invalid Result (455371000124106^Invalid result^SCT or 125154007^Specimen unsatisfactory for evaluation^SCT) | 97097-0 | SARS-CoV-2 (COVID-19) Ag [Presence] in Upper respiratory specimen by Rapid immunoassay | 97097-0 | SARS-CoV-2 (COVID-19) Ag [Presence] in Upper respiratory specimen by Rapid immunoassay |  |  |  | MaximBio ClearDetect COVID-19 Antigen Home Test_Maxim Biomedical, Inc. | EUA | No Equipment | NA | SARS coronavirus 2 Ag | PrThr | Pt | Respiratory.upper | Ord | IA.rapid | 20220126 | 2.70
Mayo Clinic Laboratories, Rochester, MN | LDT: SARS-CoV-2 Molecular Detection Assay* | SARS-CoV-2 Result | nasopharyngeal swabs (258500001^Nasopharyngeal swab^SCT) nasal swabs (445297001^Swab of internal nose^SCT) oropharyngeal swabs (258529004^Throat swab^SCT) sputum (119334006^Sputum specimen^SCT) bronchoalveolar lavage(258607008^Bronchoalveolar lavage fluid sample^SCT) lower respiratory tract aspirates (309171007^Lower respiratory fluid sample^SCT) | Detected (260373001^Detected^SCT) Undetected (260415000^Not detected^SCT) Indeterminate (82334004^Indeterminate)) Invalid (455371000124106^Invalid result^SCT or 125154007^Specimen unsatisfactory for evaluation^SCT) | 94500-6 | SARS coronavirus 2 RNA [Presence] in Respiratory specimen by NAA with probe detection | 94500-6 | SARS coronavirus 2 RNA [Presence] in Respiratory specimen by NAA with probe detection |  |  |  | SARS-CoV-2 Molecular Detection Assay_Mayo Clinic Laboratories, Rochester, MN | EUA | LightCycler 480 Instrument II_Roche | MNI | SARS coronavirus 2 RNA | PrThr | Pt | Respiratory | Ord | Probe.amp.tar | 20200519 | 2.68
MedArbor, LLC dba MedArbor Diagnostics | LDT: MedArbor Diagnostics SARS-CoV-2 Assay | SARS-CoV-2 RNA Result Interpretation | nasopharyngeal (NP) swabs (258500001^Nasopharyngeal swab^SCT) oropharyngeal (OP) swabs (258529004^Throat swab^SCT) anterior nasal swabs (697989009^Anterior nares swab^SCT) mid-turbinate nasal swabs (1293160008^Swab from middle region of inferior nasal meatus^SCT) nasopharyngeal wash/aspirates (258467004^Nasopharyngeal washings (specimen)^SCT/258411007^Nasopharyngeal aspirate^SCT) nasal aspirates (429931000124105^Nasal aspirate specimen^SCT) | Detected (260373001^Detected^SCT) Not Detected (260415000^Not detected^SCT) Invalid (455371000124106^Invalid result^SCT or 125154007^Specimen unsatisfactory for evaluation^SCT) | 94533-7 | SARS-CoV-2 (COVID-19) N gene [Presence] in Respiratory specimen by NAA with probe detection | 94531-1 | SARS-CoV-2 (COVID-19) RNA panel - Respiratory specimen by NAA with probe detection |  |  |  | MedArbor Diagnostics SARS-CoV-2 Assay_MedArbor, LLC dba MedArbor Diagnostics | EUA | 10190302015592 | DII | SARS coronavirus 2 N gene | PrThr | Pt | Respiratory | Ord | Probe.amp.tar | 20230426 | 2.69
Megna Health, Inc. | Rapid COVID-19 IgM/IgG Combo Test Kit* | SARS-CoV-2 IgG | serum (119364003^Serum specimen^SCT) plasma (119361006^Plasma specimen^SCT) | IgG Positive (10828004^Positive^SCT) IgG Negative (260385009^Negative^SCT) INVALID (455371000124106^Invalid result^SCT or 125154007^Specimen unsatisfactory for evaluation^SCT) | 94507-1 | SARS-CoV-2 (COVID-19) IgG Ab [Presence] in Serum, Plasma or Blood by Rapid immunoassay | 94503-0 | SARS-CoV-2 (COVID-19) Ab panel - Serum, Plasma or Blood by Rapid immunoassay | Expect to be reported together with the Rapid IA result for IgM. |  |  | Rapid COVID-19 IgM/IgG Combo Test Kit_Megna Health, Inc. | EUA | Rapid COVID-19 IgM/IgG Combo Kit_Megna Health | MNI | SARS coronavirus 2 Ab.IgG | PrThr | Pt | Ser/Plas/Bld | Ord | IA.rapid | 20200723 | 2.68
Megna Health, Inc. | Rapid COVID-19 IgM/IgG Combo Test Kit* | SARS-CoV-2 IgM | serum (119364003^Serum specimen^SCT) plasma (119361006^Plasma specimen^SCT) | IgM Positive (10828004^Positive^SCT) IgM Negative (260385009^Negative^SCT) INVALID (455371000124106^Invalid result^SCT or 125154007^Specimen unsatisfactory for evaluation^SCT) | 94508-9 | SARS-CoV-2 (COVID-19) IgM Ab [Presence] in Serum, Plasma or Blood by Rapid immunoassay | 94503-0 | SARS-CoV-2 (COVID-19) Ab panel - Serum, Plasma or Blood by Rapid immunoassay | Expect to be reported together with the Rapid IA result for IgG. |  |  | Rapid COVID-19 IgM/IgG Combo Test Kit_Megna Health, Inc. | EUA | Rapid COVID-19 IgM/IgG Combo Kit_Megna Health | MNI | SARS coronavirus 2 Ab.IgM | PrThr | Pt | Ser/Plas/Bld | Ord | IA.rapid | 20200723 | 2.68
Meridian Bioscience, Inc. | Revogene SARS-CoV-2 | SARS-CoV-2 RNA Reported Result | nasopharyngeal swab (258500001^Nasopharyngeal swab^SCT) oropharyngeal swab (258529004^Throat swab^SCT) combined NP/OP swab (433801000124107^Nasopharyngeal and oropharyngeal swab^SCT) anterior nasal swab (697989009^Anterior nares swab^SCT) mid-turbinate nasal swab (1293160008^Swab from middle region of inferior nasal meatus^SCT) | Positive (260373001^Detected^SCT) Negative (260415000^Not Detected^SCT) Unresolved (455371000124106^Invalid result^SCT) Indeterminate (455371000124106^Invalid result^SCT) | 94533-7 | SARS-CoV-2 (COVID-19) N gene [Presence] in Respiratory specimen by NAA with probe detection | 94533-7 | SARS-CoV-2 (COVID-19) N gene [Presence] in Respiratory specimen by NAA with probe detection |  |  |  | Revogene SARS-CoV-2_Meridian Bioscience, Inc. | EUA | Revogene instrument_Meridian | MNI | SARS coronavirus 2 N gene | PrThr | Pt | Respiratory | Ord | Probe.amp.tar | 20211117 | 2.69
Mesa Biotech | Accula SARS-Cov-2 Test* | SARS-Cov-2 Interpretation | mid-turbinate nasal swab (1293160008^Swab from middle region of inferior nasal meatus^SCT) anterior nasal swabs (697989009^Anterior nares swab^SCT) | Positive Test for SARS-CoV-2 (260373001^Detected^SCT) Negative Test for SARS-CoV-2 (260415000^Not detected^SCT) Invalid Result (455371000124106^Invalid result^SCT or 125154007^Specimen unsatisfactory for evaluation^SCT) | 95409-9 | SARS-CoV-2 (COVID-19) N gene [Presence] in Nose by NAA with probe detection | 95409-9 | SARS-CoV-2 (COVID-19) N gene [Presence] in Nose by NAA with probe detection |  |  |  | Accula SARS-Cov-2 Test_Mesa Biotech Inc. | EUA | Accula Dock_Mesa Biotech | MNI | SARS coronavirus 2 N gene | PrThr | Pt | Nose | Ord | Probe.amp.tar | 20220824 | 2.68
Mesa Biotech | Accula SARS-Cov-2 Test* | SARS-Cov-2 Interpretation | mid-turbinate nasal swab (1293160008^Swab from middle region of inferior nasal meatus^SCT) anterior nasal swabs (697989009^Anterior nares swab^SCT) | Positive Test for SARS-CoV-2 (260373001^Detected^SCT) Negative Test for SARS-CoV-2 (260415000^Not detected^SCT) Invalid Result (455371000124106^Invalid result^SCT or 125154007^Specimen unsatisfactory for evaluation^SCT) | 95409-9 | SARS-CoV-2 (COVID-19) N gene [Presence] in Nose by NAA with probe detection | 95409-9 | SARS-CoV-2 (COVID-19) N gene [Presence] in Nose by NAA with probe detection |  |  |  | Accula SARS-Cov-2 Test_Mesa Biotech Inc. | EUA | Silaris Dock_Sekisui Diagnostics | MNI | SARS coronavirus 2 N gene | PrThr | Pt | Nose | Ord | Probe.amp.tar | 20220824 | 2.68
Michigan State University laboratories, Department of Medicine Olin Student Health Center | LDT: In-Dx SARS-CoV-2 RT-LAMP Assay | SARS-CoV-2 Interpretation | nasopharyngeal (NP) swabs (258500001^Nasopharyngeal swab^SCT) | SARS-CoV-2 Detected (260373001^Detected^SCT) SARS-CoV-2 Not Detected (260415000^Not detected^SCT) INVALID (455371000124106^Invalid result^SCT or 125154007^Specimen unsatisfactory for evaluation^SCT) | 94533-7 | SARS-CoV-2 (COVID-19) N gene [Presence] in Respiratory specimen by NAA with probe detection | 94533-7 | SARS-CoV-2 (COVID-19) N gene [Presence] in Respiratory specimen by NAA with probe detection |  |  |  | In-Dx SARS-CoV-2 RT-LAMP Assay_Michigan State University Laboratories, Department of Medicine Olin Student Health Center | EUA | BioTek 800 TS Absorbance Reader_BioTek | MNI | SARS coronavirus 2 N gene | PrThr | Pt | Respiratory | Ord | Probe.amp.tar | 20230615 | 2.74
MicroGEM U.S., Inc. | MicroGEM Sal6830 SARS-CoV-2 Saliva Test* | SARS-CoV-2 RNA | saliva specimens (258560004^Oral saliva sample^SCT) | SARS-CoV-2 Not Detected (presumptive negative) (260415000^Not Detected^SCT) SARS-CoV-2 Detected (positive) (260373001^Detected^SCT) Invalid Test (455371000124106^Invalid result^SCT or 125154007^Specimen unsatisfactory for evaluation^SCT) Systme Error (455371000124106^Invalid result^SCT or 125154007^Specimen unsatisfactory for evaluation^SCT) Test Interrupted (373121007^Test not done^SCT) | 94845-5 | SARS-CoV-2 (COVID-19) RNA [Presence] in Saliva (oral fluid) by NAA with probe detection | 94845-5 | SARS-CoV-2 (COVID-19) RNA [Presence] in Saliva (oral fluid) by NAA with probe detection |  |  |  | MicroGEM Sal6830 SARS-CoV-2 Saliva Test_MicroGEM U.S., Inc. | EUA | Sal6830 Point of Care PCR System_MicroGEM | MNI | SARS coronavirus 2 RNA | PrThr | Pt | Saliva | Ord | Probe.amp.tar | 20220420 | 2.69
Minute Molecular Diagnostics, Inc. | DASH SARS-CoV-2/S Test* | Nucleocapsid (N) gene | direct anterior nasal swab specimens (697989009^Anterior nares swab^SCT) | SARS-CoV-2 Positive (260373001^Detected^SCT) SARS-CoV-2 Negative (260415000^Not Detected^SCT) Invalid (455371000124106^Invalid result^SCT or 125154007^Specimen unsatisfactory for evaluation^SCT) Error (455371000124106^Invalid result^SCT or 125154007^Specimen unsatisfactory for evaluation^SCT) | 95409-9 | SARS-CoV-2 (COVID-19) N gene [Presence] in Nose by NAA with probe detection | 95409-9 | SARS-CoV-2 (COVID-19) N gene [Presence] in Nose by NAA with probe detection |  |  |  | DASH SARS-CoV-2/S Test_Minute Molecular Diagnostics, Inc. | EUA | DASH Analyzer_Minute Molecular Diagnostics | MNI | SARS coronavirus 2 N gene | PrThr | Pt | Nose | Ord | Probe.amp.tar | 20220323 | 2.69
MiraDx | LDT: MiraDx SARS-CoV-2 RT-PCR assay* | SARS-CoV-2 Result Interpretation | nasal swab (445297001^Swab of internal nose^SCT) mid-turbinate swab (1293160008^Swab from middle region of inferior nasal meatus^SCT) nasopharyngeal swab (258500001^Nasopharyngeal swab^SCT) oropharyngeal swab (258529004^Throat swab^SCT) nasopharyngeal wash/aspirate (258467004^Nasopharyngeal washings^SCT or 258411007^Nasopharyngeal aspirate^SCT) nasal aspirate (429931000124105^Nasal aspirate specimen^SCT) | SARS-CoV-2 DETECTED (260373001^Detected^SCT) INDETERMINATE FOR SARS-CoV-2 (82334004^Indeterminate^SCT) SARS-CoV-2 NOT DETECTED (260415000^Not Detected^SCT) INVALID SPECIMEN (455371000124106^Invalid result^SCT or 125154007^Specimen unsatisfactory for evaluation^SCT) | 94533-7 | SARS-CoV-2 (COVID-19) N gene [Presence] in Respiratory specimen by NAA with probe detection | 94531-1 | SARS-CoV-2 (COVID-19) RNA panel - Respiratory specimen by NAA with probe detection | Testing is limited to MiraDx located at 11600 Wilshire Blvd., Suite 410, Los Angeles, CA 90025 |  |  | MiraDx SARS-CoV-2 RT-PCR assay_MiraDx | EUA | ABI QuantStudio 6 Flex_Thermo Fisher | MNI | SARS coronavirus 2 N gene | PrThr | Pt | Respiratory | Ord | Probe.amp.tar | 20200909 | 2.68
MobileDetect Bio Inc. | MobileDetect Bio BCC19 (MD-Bio BCC19) Test Kit* | SARS-CoV-2 Result Interpretation | nasopharyngeal (NP) swab (258500001^Nasopharyngeal swab^SCT) oropharyngeal (OP) swab (258529004^Throat swab^SCT) mid-turbinate (MT) swab (1293160008^Swab from middle region of inferior nasal meatus^SCT) anterior nares (nasal) swab (697989009^Anterior nares swab^SCT) | Positive (260373001^Detected^SCT) Negative (260415000^Not Detected^SCT) Invalid (455371000124106^Invalid result^SCT or 125154007^Specimen unsatisfactory for evaluation^SCT) | 94500-6 | SARS-CoV-2 (COVID-19) RNA [Presence] in Respiratory specimen by NAA with probe detection | 94500-6 | SARS-CoV-2 (COVID-19) RNA [Presence] in Respiratory specimen by NAA with probe detection |  |  |  | MobileDetect Bio BCC19 (MD-Bio BCC19) Test Kit_MobileDetect Bio Inc. | EUA | T100 Thermal Cycler_BioRad | MNI | SARS coronavirus 2 RNA | PrThr | Pt | Respiratory | Ord | Probe.amp.tar | 20210811 | 2.68
MobileDetect Bio Inc. | MobileDetect Bio BCC19 (MD-Bio BCC19) Test Kit* | SARS-CoV-2 Result Interpretation | nasopharyngeal (NP) swab (258500001^Nasopharyngeal swab^SCT) oropharyngeal (OP) swab (258529004^Throat swab^SCT) mid-turbinate (MT) swab (1293160008^Swab from middle region of inferior nasal meatus^SCT) anterior nares (nasal) swab (697989009^Anterior nares swab^SCT) | Positive (260373001^Detected^SCT) Negative (260415000^Not Detected^SCT) Invalid (455371000124106^Invalid result^SCT or 125154007^Specimen unsatisfactory for evaluation^SCT) | 94500-6 | SARS-CoV-2 (COVID-19) RNA [Presence] in Respiratory specimen by NAA with probe detection | 94500-6 | SARS-CoV-2 (COVID-19) RNA [Presence] in Respiratory specimen by NAA with probe detection |  |  |  | MobileDetect Bio BCC19 (MD-Bio BCC19) Test Kit_MobileDetect Bio Inc. | EUA | MD-Bio Heater_Detectachem | MNI | SARS coronavirus 2 RNA | PrThr | Pt | Respiratory | Ord | Probe.amp.tar | 20210811 | 2.68
MobileDetect Bio Inc. | MobileDetect Bio BCC19 (MD-Bio BCC19) Test Kit* | SARS-CoV-2 Result Interpretation | nasopharyngeal (NP) swab (258500001^Nasopharyngeal swab^SCT) oropharyngeal (OP) swab (258529004^Throat swab^SCT) mid-turbinate (MT) swab (1293160008^Swab from middle region of inferior nasal meatus^SCT) anterior nares (nasal) swab (697989009^Anterior nares swab^SCT) | Positive (260373001^Detected^SCT) Negative (260415000^Not Detected^SCT) Invalid (455371000124106^Invalid result^SCT or 125154007^Specimen unsatisfactory for evaluation^SCT) | 94500-6 | SARS-CoV-2 (COVID-19) RNA [Presence] in Respiratory specimen by NAA with probe detection | 94500-6 | SARS-CoV-2 (COVID-19) RNA [Presence] in Respiratory specimen by NAA with probe detection |  |  |  | MobileDetect Bio BCC19 (MD-Bio BCC19) Test Kit_MobileDetect Bio Inc. | EUA | T5005-3205_Benchmark Scientific | MNI | SARS coronavirus 2 RNA | PrThr | Pt | Respiratory | Ord | Probe.amp.tar | 20210811 | 2.68
MobileDetect Bio Inc. | MobileDetect Bio BCC19 (MD-Bio BCC19) Test Kit* | SARS-CoV-2 Result Interpretation | nasopharyngeal (NP) swab (258500001^Nasopharyngeal swab^SCT) oropharyngeal (OP) swab (258529004^Throat swab^SCT) mid-turbinate (MT) swab (1293160008^Swab from middle region of inferior nasal meatus^SCT) anterior nares (nasal) swab (697989009^Anterior nares swab^SCT) | Positive (260373001^Detected^SCT) Negative (260415000^Not Detected^SCT) Invalid (455371000124106^Invalid result^SCT or 125154007^Specimen unsatisfactory for evaluation^SCT) | 94500-6 | SARS-CoV-2 (COVID-19) RNA [Presence] in Respiratory specimen by NAA with probe detection | 94500-6 | SARS-CoV-2 (COVID-19) RNA [Presence] in Respiratory specimen by NAA with probe detection |  |  |  | MobileDetect Bio BCC19 (MD-Bio BCC19) Test Kit_MobileDetect Bio Inc. | EUA | Techne 5Prime/02_Techne | MNI | SARS coronavirus 2 RNA | PrThr | Pt | Respiratory | Ord | Probe.amp.tar | 20210811 | 2.68
MobileDetect Bio Inc. | MobileDetect Bio BCC19 (MD-Bio BCC19) Test Kit* | SARS-CoV-2 Result Interpretation | nasopharyngeal (NP) swab (258500001^Nasopharyngeal swab^SCT) oropharyngeal (OP) swab (258529004^Throat swab^SCT) mid-turbinate (MT) swab (1293160008^Swab from middle region of inferior nasal meatus^SCT) anterior nares (nasal) swab (697989009^Anterior nares swab^SCT) | Positive (260373001^Detected^SCT) Negative (260415000^Not Detected^SCT) Invalid (455371000124106^Invalid result^SCT or 125154007^Specimen unsatisfactory for evaluation^SCT) | 94500-6 | SARS-CoV-2 (COVID-19) RNA [Presence] in Respiratory specimen by NAA with probe detection | 94500-6 | SARS-CoV-2 (COVID-19) RNA [Presence] in Respiratory specimen by NAA with probe detection |  |  |  | MobileDetect Bio BCC19 (MD-Bio BCC19) Test Kit_MobileDetect Bio Inc. | EUA | EdvoCycler 2_Edvotek | MNI | SARS coronavirus 2 RNA | PrThr | Pt | Respiratory | Ord | Probe.amp.tar | 20210811 | 2.68
MobileDetect Bio Inc. | MobileDetect Bio BCC19 (MD-Bio BCC19) Test Kit* | SARS-CoV-2 Result Interpretation | nasopharyngeal (NP) swab (258500001^Nasopharyngeal swab^SCT) oropharyngeal (OP) swab (258529004^Throat swab^SCT) mid-turbinate (MT) swab (1293160008^Swab from middle region of inferior nasal meatus^SCT) anterior nares (nasal) swab (697989009^Anterior nares swab^SCT) | Positive (260373001^Detected^SCT) Negative (260415000^Not Detected^SCT) Invalid (455371000124106^Invalid result^SCT or 125154007^Specimen unsatisfactory for evaluation^SCT) | 94500-6 | SARS-CoV-2 (COVID-19) RNA [Presence] in Respiratory specimen by NAA with probe detection | 94500-6 | SARS-CoV-2 (COVID-19) RNA [Presence] in Respiratory specimen by NAA with probe detection |  |  |  | MobileDetect Bio BCC19 (MD-Bio BCC19) Test Kit_MobileDetect Bio Inc. | EUA | EdvoCycler Jr_Edvotek | MNI | SARS coronavirus 2 RNA | PrThr | Pt | Respiratory | Ord | Probe.amp.tar | 20210811 | 2.68
MobileDetect Bio Inc. | MobileDetect Bio BCC19 (MD-Bio BCC19) Test Kit* | SARS-CoV-2 Result Interpretation | nasopharyngeal (NP) swab (258500001^Nasopharyngeal swab^SCT) oropharyngeal (OP) swab (258529004^Throat swab^SCT) mid-turbinate (MT) swab (1293160008^Swab from middle region of inferior nasal meatus^SCT) anterior nares (nasal) swab (697989009^Anterior nares swab^SCT) | Positive (260373001^Detected^SCT) Negative (260415000^Not Detected^SCT) Invalid (455371000124106^Invalid result^SCT or 125154007^Specimen unsatisfactory for evaluation^SCT) | 94500-6 | SARS-CoV-2 (COVID-19) RNA [Presence] in Respiratory specimen by NAA with probe detection | 94500-6 | SARS-CoV-2 (COVID-19) RNA [Presence] in Respiratory specimen by NAA with probe detection |  |  |  | MobileDetect Bio BCC19 (MD-Bio BCC19) Test Kit_MobileDetect Bio Inc. | EUA | ABI Veriti Thermal Cycler_Thermo Fisher | MNI | SARS coronavirus 2 RNA | PrThr | Pt | Respiratory | Ord | Probe.amp.tar | 20210811 | 2.68
MobileDetect Bio Inc. | MobileDetect Bio BCC19 (MD-Bio BCC19) Test Kit* | SARS-CoV-2 Result Interpretation | nasopharyngeal (NP) swab (258500001^Nasopharyngeal swab^SCT) oropharyngeal (OP) swab (258529004^Throat swab^SCT) mid-turbinate (MT) swab (1293160008^Swab from middle region of inferior nasal meatus^SCT) anterior nares (nasal) swab (697989009^Anterior nares swab^SCT) | Positive (260373001^Detected^SCT) Negative (260415000^Not Detected^SCT) Invalid (455371000124106^Invalid result^SCT or 125154007^Specimen unsatisfactory for evaluation^SCT) | 94500-6 | SARS-CoV-2 (COVID-19) RNA [Presence] in Respiratory specimen by NAA with probe detection | 94500-6 | SARS-CoV-2 (COVID-19) RNA [Presence] in Respiratory specimen by NAA with probe detection |  |  |  | MobileDetect Bio BCC19 (MD-Bio BCC19) Test Kit_MobileDetect Bio Inc. | EUA | ABI MiniAmp Thermal Cycler_Thermo Fisher | MNI | SARS coronavirus 2 RNA | PrThr | Pt | Respiratory | Ord | Probe.amp.tar | 20210811 | 2.68
Mologic, Inc. | COVI-Go SARS-CoV-2 Ag Self-Test | SARS-CoV-2 nucleocapside protein antigen | anterior nasal swabs (697989009^Anterior nares swab^SCT) | Positive (260373001^Detected^SCT) Negative (260415000^Not detected^SCT) Invalid (455371000124106^Invalid result^SCT or 125154007^Specimen unsatisfactory for evaluation^SCT) | 97097-0 | SARS-CoV-2 (COVID-19) Ag [Presence] in Upper respiratory specimen by Rapid immunoassay | 97097-0 | SARS-CoV-2 (COVID-19) Ag [Presence] in Upper respiratory specimen by Rapid immunoassay |  |  |  | COVI-Go SARS-CoV-2 Ag Self-Test_Mologic, Inc. | EUA | No Equipment | (NA) | SARS coronavirus 2 Ag | PrThr | Pt | Respiratory.upper | Ord | IA.rapid | 20230301 | 2.70
Mount Sinai Laboratory | LDT: COVID-19 ELISA IgG Antibody Test* | IgG SARS-CoV-2 antibodies | serum (119364003^Serum specimen^SCT) plasma (119361006^Plasma specimen^SCT) | NEGATIVE (260385009^Negative^SCT) POSITIVE (10828004^Positive^SCT) | 94563-4 | SARS-CoV-2 (COVID-19) IgG Ab [Presence] in Serum or Plasma by Immunoassay | 94563-4 | SARS-CoV-2 (COVID-19) IgG Ab [Presence] in Serum or Plasma by Immunoassay | Testing is limited to the Mount Sinai Laboratory (MSL), Center for Clinical Laboratories), Department of Pathology, Molecular,and Cell-Based Medicine, New York, NY-10029 |  |  | COVID-19 ELISA IgG Antibody Test_Mount Sinai Laboratory | EUA | a microplate reader_NA | MNI | SARS coronavirus 2 Ab.IgG | PrThr | Pt | Ser/Plas | Ord | IA | 20200728 | 2.68
Nanobiosym Precision Testing Services | The Nano Test for COVID-19 | SARS-CoV-2 Result Interpretation | saliva (258560004^Oral saliva sample^SCT) | SARS-CoV-2 detected (260373001^Detected^SCT) SARS-CoV-2 not detected (260415000^Not detected^SCT) Invalid Result (455371000124106^Invalid result^SCT or 125154007^Specimen unsatisfactory for evaluation^SCT) | 94845-5 | SARS-CoV-2 (COVID-19) RNA [Presence] in Saliva (oral fluid) by NAA with probe detection | 95826-4 | SARS-CoV-2 (COVID-19) RNA panel - Saliva (oral fluid) by NAA with probe detection |  |  |  | The Nano Test for COVID-19_Nanobiosym Precision Testing Services | EUA | 10190302015592 | DII | SARS coronavirus 2 RNA | PrThr | Pt | Saliva | Ord | Probe.amp.tar | 20221116 | 2.69
Nano-Ditech Corp. | Nano-Check COVID-19 Antigen Test | SARS-CoV-2 nucleocapsid antigen | nasopharyngeal swab specimens (258500001^Nasopharyngeal swab^SCT) | Positive (260373001^Detected^SCT) Negative (260415000^Not Detected^SCT) Invalid (455371000124106^Invalid result^SCT or 125154007^Specimen unsatisfactory for evaluation^SCT) | 97097-0 | SARS-CoV-2 (COVID-19) Ag [Presence] in Upper respiratory specimen by Rapid immunoassay | 97097-0 | SARS-CoV-2 (COVID-19) Ag [Presence] in Upper respiratory specimen by Rapid immunoassay |  |  |  | Nano-Check COVID-19 Antigen Test_Nano-Ditech Corp. | EUA | No Equipment | NA | SARS coronavirus 2 Ag | PrThr | Pt | Respiratory.upper | Ord | IA.rapid | 20220824 | 2.70
Nano-Ditech Corp. | Nano-Check COVID-19 Antigen Test | SARS-CoV-2 nucleocapsid antigen | nasopharyngeal swab specimens (258500001^Nasopharyngeal swab^SCT) | Positive (260373001^Detected^SCT) Negative (260415000^Not Detected^SCT) Invalid (455371000124106^Invalid result^SCT or 125154007^Specimen unsatisfactory for evaluation^SCT) | 97097-0 | SARS-CoV-2 (COVID-19) Ag [Presence] in Upper respiratory specimen by Rapid immunoassay | 97097-0 | SARS-CoV-2 (COVID-19) Ag [Presence] in Upper respiratory specimen by Rapid immunoassay |  |  |  | Nano-Check COVID-19 Antigen Test_Nano-Ditech Corp. | EUA | No Equipment | NA | SARS coronavirus 2 Ag | PrThr | Pt | Respiratory.upper | Ord | IA.rapid | 20220824 | 2.70
Nano-Ditech Corporation | Nano-Check COVID-19 Antigen At-Home Test | SARS-CoV-2 nucleocapsid protein antigen | anterior nasal (nares) swab (697989009^Anterior nares swab^SCT) | Negative for COVID-19 (260415000^Not Detected^SCT) Positive for COVID-19 (260373001^Detected^SCT) Invalid result (455371000124106^Invalid result^SCT or 125154007^Specimen unsatisfactory for evaluation^SCT) | 97097-0 | SARS-CoV-2 (COVID-19) Ag [Presence] in Upper respiratory specimen by Rapid immunoassay | 97097-0 | SARS-CoV-2 (COVID-19) Ag [Presence] in Upper respiratory specimen by Rapid immunoassay |  |  |  | Nano-Check COVID-19 Antigen At-Home Test_Nano-Ditech Corporation | EUA | No Equipment | NA | SARS coronavirus 2 Ag | PrThr | Pt | Respiratory.upper | Ord | IA.rapid | 20230517 | 2.70
Nano-Ditech Corporation | Nano-Check Influenza+COVID-19 Dual Test | SARS-CoV-2 nucleocapsid antigen | anterior nasal swab (697989009^Anterior nares swab^SCT) | Positive Result (260373001^Detected^SCT) Negative Result (260415000^Not detected^SCT) Invalid Result (455371000124106^Invalid result^SCT) | 97097-0 | SARS-CoV-2 (COVID-19) Ag [Presence] in Upper respiratory specimen by Rapid immunoassay | 97099-6 | Influenza virus A and B and SARS-CoV-2 (COVID-19) Ag panel - Upper respiratory specimen by Rapid immunoassay |  |  |  | Nano-Check Influenza+COVID-19 Dual Test_Nano-Ditech Corporation | EUA | No Equipment | (NA) | SARS coronavirus 2 Ag | PrThr | Pt | Respiratory system specimen.upper | Ord | IA.rapid | 20240808 | 2.77
Nano-Ditech Corporation | Nano-Check Influenza+COVID-19 Dual Test | Influenza A nucleoprotein antigen | anterior nasal swab (697989009^Anterior nares swab^SCT) | Positive Result (260373001^Detected^SCT) Negative Result (260415000^Not detected^SCT) Invalid Result (455371000124106^Invalid result^SCT) | 80382-5 | Influenza virus A Ag [Presence] in Upper respiratory specimen by Rapid immunoassay | 97099-6 | Influenza virus A and B and SARS-CoV-2 (COVID-19) Ag panel - Upper respiratory specimen by Rapid immunoassay |  |  |  | Nano-Check Influenza+COVID-19 Dual Test_Nano-Ditech Corporation | EUA | No Equipment | (NA) | Influenza virus A Ag | PrThr | Pt | Respiratory system specimen.upper | Ord | IA.rapid | 20240808 | 2.77
Nano-Ditech Corporation | Nano-Check Influenza+COVID-19 Dual Test | Influenza B nucleoprotein antigen | anterior nasal swab (697989009^Anterior nares swab^SCT) | Positive Result (260373001^Detected^SCT) Negative Result (260415000^Not detected^SCT) Invalid Result (455371000124106^Invalid result^SCT) | 80383-3 | Influenza virus B Ag [Presence] in Upper respiratory specimen by Rapid immunoassay | 97099-6 | Influenza virus A and B and SARS-CoV-2 (COVID-19) Ag panel - Upper respiratory specimen by Rapid immunoassay |  |  |  | Nano-Check Influenza+COVID-19 Dual Test_Nano-Ditech Corporation | EUA | No Equipment | (NA) | Influenza virus B Ag | PrThr | Pt | Respiratory system specimen.upper | Ord | IA.rapid | 20240808 | 2.77
NanoEntek America, Inc. | FREND COVID-19 total Ab* | Result interpretation | plasma (119361006^Plasma specimen^SCT) | COVID-19 Ab Positive (10828004^Positive^SCT) COVID-19 Ab Negative (260385009^Negative^SCT) | 94547-7 | SARS-CoV-2 (COVID-19) IgG+IgM Ab [Presence] in Serum or Plasma by Immunoassay | 94547-7 | SARS-CoV-2 (COVID-19) IgG+IgM Ab [Presence] in Serum or Plasma by Immunoassay |  |  |  | FREND COVID-19 total Ab_NanoEntek America, Inc. | EUA | FREND System_NanoEntek | MNI | SARS coronavirus 2 Ab.IgG+IgM | PrThr | Pt | Ser/Plas | Ord | IA | 20201005 | 2.68
National Jewish Health | LDT: SARS-CoV-2 MassArray Test* | SARS-CoV-2 Report | nasal swabs (445297001^Swab of internal nose^SCT) mid-turbinate swabs (1293160008^Swab from middle region of inferior nasal meatus^SCT) nasopharyngeal swabs (258500001^Nasopharyngeal swab^SCT) oropharyngeal swabs (258529004^Throat swab^SCT) nasal aspirate and wash (429931000124105^Nasal aspirate specimen^SCT or 433871000124101^Nasal washings^SCT) nasopharyngeal aspirate and wash (258411007^Nasopharyngeal aspirate^SCT or 258467004^Nasopharyngeal washings^SCT) bronchoalveolar lavage specimens (258607008^Bronchoalveolar lavage fluid sample^SCT) | Detected (260373001^Detected^SCT) Not Detected (260415000^Not Detected^SCT) Indeterminate (82334004^Indeterminate^SCT) controls are not valid (455371000124106^Invalid result^SCT or 125154007^Specimen unsatisfactory for evaluation^SCT) | 95608-6 | SARS-CoV-2 (COVID-19) RNA [Presence] in Respiratory specimen by NAA with non-probe detection | 95608-6 | SARS-CoV-2 (COVID-19) RNA [Presence] in Respiratory specimen by NAA with non-probe detection | Testing is limited to the National Jewish Health Advanced Diagnostics Laboratory, located at 1400 Jackson St., Denver, CO 80206 |  |  | SARS-CoV-2 MassArray Test_National Jewish Health | EUA | MassARRAY System_Agena Bioscience | MNI | SARS coronavirus 2 RNA | PrThr | Pt | Respiratory | Ord | Non-probe.amp.tar | 20230308 | 2.74
National Jewish Health | LDT: SARS-CoV-2 MassArray Test* | SARS-CoV-2 Report | nasal swabs (445297001^Swab of internal nose^SCT) mid-turbinate swabs (1293160008^Swab from middle region of inferior nasal meatus^SCT) nasopharyngeal swabs (258500001^Nasopharyngeal swab^SCT) oropharyngeal swabs (258529004^Throat swab^SCT) nasal aspirate and wash (429931000124105^Nasal aspirate specimen^SCT or 433871000124101^Nasal washings^SCT) nasopharyngeal aspirate and wash (258411007^Nasopharyngeal aspirate^SCT or 258467004^Nasopharyngeal washings^SCT) bronchoalveolar lavage specimens (258607008^Bronchoalveolar lavage fluid sample^SCT) | Detected (260373001^Detected^SCT) Not Detected (260415000^Not Detected^SCT) Indeterminate (82334004^Indeterminate^SCT) controls are not valid (455371000124106^Invalid result^SCT or 125154007^Specimen unsatisfactory for evaluation^SCT) | 95608-6 | SARS-CoV-2 (COVID-19) RNA [Presence] in Respiratory specimen by NAA with non-probe detection | 95608-6 | SARS-CoV-2 (COVID-19) RNA [Presence] in Respiratory specimen by NAA with non-probe detection | Testing is limited to the National Jewish Health Advanced Diagnostics Laboratory, located at 1400 Jackson St., Denver, CO 80206 |  |  | SARS-CoV-2 MassArray Test_National Jewish Health | EUA | ABI Veriti Thermal Cycler_Thermo Fisher | MNI | SARS coronavirus 2 RNA | PrThr | Pt | Respiratory | Ord | Non-probe.amp.tar | 20230308 | 2.74
Nationwide Children's Hospital | LDT: SARS-CoV-2 Assay* | SARS-CoV-2 Result Interpretation | nasopharyngeal swabs (258500001^Nasopharyngeal swab^SCT) nasal swabs (445297001^Swab of internal nose^SCT) mid-turbinate nasal swabs (1293160008^Swab from middle region of inferior nasal meatus^SCT) oropharyngeal swabs (258529004^Throat swab^SCT) nasopharyngeal wash/aspirates (258467004^Nasopharyngeal washings^SCT) or (258411007^Nasopharyngeal aspirate^SCT) nasal aspirates (429931000124105^Nasal aspirate specimen^SCT) bronchoalveolar lavage (258607008^Bronchoalveolar lavage fluid sample^SCT) lower respiratory tract aspirates (309171007^Lower respiratory fluid sample^SCT) sputum (119334006^Sputum specimen^SCT) | Positive (260373001^Detected^SCT) Negative (260415000^Not detected^SCT) Invalid (455371000124106^Invalid result^SCT or 125154007^Specimen unsatisfactory for evaluation^SCT) | 94533-7 | SARS coronavirus 2 N gene [Presence] in Respiratory specimen by NAA with probe detection | 94533-7 | SARS coronavirus 2 N gene [Presence] in Respiratory specimen by NAA with probe detection |  |  |  | SARS-CoV-2 Assay_Nationwide Children's Hospital | EUA | ABI QuantStudio 7 Flex_Thermo Fisher | MNI | SARS coronavirus 2 N gene | PrThr | Pt | Respiratory | Ord | Probe.amp.tar | 20200512 | 2.68
Nebraska Medicine Clinical Laboratory | LDT: NEcov19 RT-PCR Assay* | SARS-CoV-2 E gene | Mid-turbinate nasal swabs(1293160008^Swab from middle region of inferior nasal meatus^SCT) nasopharyngeal swab (258500001^Nasopharyngeal swab^SCT) oropharyngeal swabs (258529004^Throat swab^SCT) anterior nasal swab (697989009^Anterior nares swab^SCT) nasal aspirate (429931000124105^Nasal aspirate specimen^SCT) nasal wash (433871000124101^Nasal washings^SCT) BAL (258607008^Bronchoalveolar lavage fluid sample^SCT) | SARS-CoV-2 Detected (260373001^Detected^SCT) SARS-CoV-2 Not Detected (260415000^Not detected^SCT) Invalid (455371000124106^Invalid result^SCT) | 94758-0 | SARS-related coronavirus E gene [Presence] in Respiratory specimen by NAA with probe detection | 94758-0 | SARS-related coronavirus E gene [Presence] in Respiratory specimen by NAA with probe detection |  |  |  | NEcov19 RT-PCR Assay_Nebraska Medicine Clinical Laboratory | EUA | ABI QuantStudio Dx_Thermo Fisher | MNI | SARS-related coronavirus E gene | PrThr | Pt | Respiratory | Ord | Probe.amp.tar | 20200925 | 2.68
NeuMoDx Molecular, Inc. | NeuMoDx Flu A-B/RSV/SARS-CoV-2 Vantage Assay | Flu B Interpretation | nasopharyngeal (NP) swab (258500001^Nasopharyngeal swab^SCT) anterior nasal swab (697989009^Anterior nares swab^SCT) | Flu B RNA Detected (260373001^Detected^SCT) Flu B RNA not detected (260415000^Not Detected^SCT) Sample processing was aborted; retest sample (455371000124106^Invalid result^SCT) All target results were invalid; retest sample (455371000124106^Invalid result^SCT or 125154007^Specimen unsatisfactory for evaluation^SCT) | 85478-6 | Influenza virus B RNA [Presence] in Upper respiratory specimen by NAA with probe detection | 95941-1 | Influenza virus A and B and SARS-CoV-2 (COVID-19) and Respiratory syncytial virus RNA panel - Respiratory specimen by NAA with probe detection |  |  |  | NeuMoDx Flu A-B/RSV/SARS-CoV-2 Vantage Assay_NeuMoDx Molecular, Inc. | EUA | NeuMoDx 288 Molecular System_NeuMoDx | MNI | Influenza virus B RNA | PrThr | Pt | Respiratory.upper | Ord | Probe.amp.tar | 20210407 | 2.69
NeuMoDx Molecular, Inc. | NeuMoDx Flu A-B/RSV/SARS-CoV-2 Vantage Assay | Flu A Interpretation | nasopharyngeal (NP) swab (258500001^Nasopharyngeal swab^SCT) anterior nasal swab (697989009^Anterior nares swab^SCT) | Flu A RNA Detected (260373001^Detected^SCT) Flu A RNA not detected (260415000^Not Detected^SCT) Sample processing was aborted; retest sample (455371000124106^Invalid result^SCT) All target results were invalid; retest sample (455371000124106^Invalid result^SCT or 125154007^Specimen unsatisfactory for evaluation^SCT) | 85477-8 | Influenza virus A RNA [Presence] in Upper respiratory specimen by NAA with probe detection | 95941-1 | Influenza virus A and B and SARS-CoV-2 (COVID-19) and Respiratory syncytial virus RNA panel - Respiratory specimen by NAA with probe detection |  |  |  | NeuMoDx Flu A-B/RSV/SARS-CoV-2 Vantage Assay_NeuMoDx Molecular, Inc. | EUA | NeuMoDx 288 Molecular System_NeuMoDx | MNI | Influenza virus A RNA | PrThr | Pt | Respiratory.upper | Ord | Probe.amp.tar | 20210407 | 2.69
NeuMoDx Molecular, Inc. | NeuMoDx Flu A-B/RSV/SARS-CoV-2 Vantage Assay | SARS-CoV-2 Interpretation | nasopharyngeal (NP) swab (258500001^Nasopharyngeal swab^SCT) anterior nasal swab (697989009^Anterior nares swab^SCT) | SARS-CoV-2 RNA Detected (260373001^Detected^SCT) SARS-CoV-2 RNA not detected (260415000^Not Detected^SCT) Sample processing was aborted; retest sample (455371000124106^Invalid result^SCT) All target results were invalid; retest sample (455371000124106^Invalid result^SCT or 125154007^Specimen unsatisfactory for evaluation^SCT) | 97098-8 | SARS-CoV-2 (COVID-19) Nsp2 gene [Presence] in Upper respiratory specimen by NAA with probe detection | 95941-1 | Influenza virus A and B and SARS-CoV-2 (COVID-19) and Respiratory syncytial virus RNA panel - Respiratory specimen by NAA with probe detection |  |  |  | NeuMoDx Flu A-B/RSV/SARS-CoV-2 Vantage Assay_NeuMoDx Molecular, Inc. | EUA | NeuMoDx 288 Molecular System_NeuMoDx | MNI | SARS coronavirus 2 Nsp2 gene | PrThr | Pt | Respiratory.upper | Ord | Probe.amp.tar | 20230308 | 2.74
NeuMoDx Molecular, Inc. | NeuMoDx Flu A-B/RSV/SARS-CoV-2 Vantage Assay | RSV Interpretation | nasopharyngeal (NP) swab (258500001^Nasopharyngeal swab^SCT) anterior nasal swab (697989009^Anterior nares swab^SCT) | RSV RNA Detected (260373001^Detected^SCT) RSV RNA not detected (260415000^Not Detected^SCT) Sample processing was aborted; retest sample (455371000124106^Invalid result^SCT) All target results were invalid; retest sample (455371000124106^Invalid result^SCT or 125154007^Specimen unsatisfactory for evaluation^SCT) | 92131-2 | Respiratory syncytial virus RNA [Presence] in Respiratory specimen by NAA with probe detection | 95941-1 | Influenza virus A and B and SARS-CoV-2 (COVID-19) and Respiratory syncytial virus RNA panel - Respiratory specimen by NAA with probe detection |  |  |  | NeuMoDx Flu A-B/RSV/SARS-CoV-2 Vantage Assay_NeuMoDx Molecular, Inc. | EUA | NeuMoDx 288 Molecular System_NeuMoDx | MNI | Respiratory syncytial virus RNA | PrThr | Pt | Respiratory | Ord | Probe.amp.tar | 20210407 | 2.69
NeuMoDx Molecular, Inc. | NeuMoDx Flu A-B/RSV/SARS-CoV-2 Vantage Assay | Flu B Interpretation | nasopharyngeal (NP) swab (258500001^Nasopharyngeal swab^SCT) anterior nasal swab (697989009^Anterior nares swab^SCT) | Flu B RNA Detected (260373001^Detected^SCT) Flu B RNA not detected (260415000^Not Detected^SCT) Sample processing was aborted; retest sample (455371000124106^Invalid result^SCT) All target results were invalid; retest sample (455371000124106^Invalid result^SCT or 125154007^Specimen unsatisfactory for evaluation^SCT) | 85478-6 | Influenza virus B RNA [Presence] in Upper respiratory specimen by NAA with probe detection | 95941-1 | Influenza virus A and B and SARS-CoV-2 (COVID-19) and Respiratory syncytial virus RNA panel - Respiratory specimen by NAA with probe detection |  |  |  | NeuMoDx Flu A-B/RSV/SARS-CoV-2 Vantage Assay_NeuMoDx Molecular, Inc. | EUA | NeuMoDx 96 Molecular System_NeuMoDx | MNI | Influenza virus B RNA | PrThr | Pt | Respiratory.upper | Ord | Probe.amp.tar | 20210407 | 2.69
NeuMoDx Molecular, Inc. | NeuMoDx Flu A-B/RSV/SARS-CoV-2 Vantage Assay | Flu A Interpretation | nasopharyngeal (NP) swab (258500001^Nasopharyngeal swab^SCT) anterior nasal swab (697989009^Anterior nares swab^SCT) | Flu A RNA Detected (260373001^Detected^SCT) Flu A RNA not detected (260415000^Not Detected^SCT) Sample processing was aborted; retest sample (455371000124106^Invalid result^SCT) All target results were invalid; retest sample (455371000124106^Invalid result^SCT or 125154007^Specimen unsatisfactory for evaluation^SCT) | 85477-8 | Influenza virus A RNA [Presence] in Upper respiratory specimen by NAA with probe detection | 95941-1 | Influenza virus A and B and SARS-CoV-2 (COVID-19) and Respiratory syncytial virus RNA panel - Respiratory specimen by NAA with probe detection |  |  |  | NeuMoDx Flu A-B/RSV/SARS-CoV-2 Vantage Assay_NeuMoDx Molecular, Inc. | EUA | NeuMoDx 96 Molecular System_NeuMoDx | MNI | Influenza virus A RNA | PrThr | Pt | Respiratory.upper | Ord | Probe.amp.tar | 20210407 | 2.69
NeuMoDx Molecular, Inc. | NeuMoDx Flu A-B/RSV/SARS-CoV-2 Vantage Assay | SARS-CoV-2 Interpretation | nasopharyngeal (NP) swab (258500001^Nasopharyngeal swab^SCT) anterior nasal swab (697989009^Anterior nares swab^SCT) | SARS-CoV-2 RNA Detected (260373001^Detected^SCT) SARS-CoV-2 RNA not detected (260415000^Not Detected^SCT) Sample processing was aborted; retest sample (455371000124106^Invalid result^SCT) All target results were invalid; retest sample (455371000124106^Invalid result^SCT or 125154007^Specimen unsatisfactory for evaluation^SCT) | 97098-8 | SARS-CoV-2 (COVID-19) Nsp2 gene [Presence] in Upper respiratory specimen by NAA with probe detection | 95941-1 | Influenza virus A and B and SARS-CoV-2 (COVID-19) and Respiratory syncytial virus RNA panel - Respiratory specimen by NAA with probe detection |  |  |  | NeuMoDx Flu A-B/RSV/SARS-CoV-2 Vantage Assay_NeuMoDx Molecular, Inc. | EUA | NeuMoDx 96 Molecular System_NeuMoDx | MNI | SARS coronavirus 2 Nsp2 gene | PrThr | Pt | Respiratory.upper | Ord | Probe.amp.tar | 20230308 | 2.74
NeuMoDx Molecular, Inc. | NeuMoDx Flu A-B/RSV/SARS-CoV-2 Vantage Assay | RSV Interpretation | nasopharyngeal (NP) swab (258500001^Nasopharyngeal swab^SCT) anterior nasal swab (697989009^Anterior nares swab^SCT) | RSV RNA Detected (260373001^Detected^SCT) RSV RNA not detected (260415000^Not Detected^SCT) Sample processing was aborted; retest sample (455371000124106^Invalid result^SCT) All target results were invalid; retest sample (455371000124106^Invalid result^SCT or 125154007^Specimen unsatisfactory for evaluation^SCT) | 92131-2 | Respiratory syncytial virus RNA [Presence] in Respiratory specimen by NAA with probe detection | 95941-1 | Influenza virus A and B and SARS-CoV-2 (COVID-19) and Respiratory syncytial virus RNA panel - Respiratory specimen by NAA with probe detection |  |  |  | NeuMoDx Flu A-B/RSV/SARS-CoV-2 Vantage Assay_NeuMoDx Molecular, Inc. | EUA | NeuMoDx 96 Molecular System_NeuMoDx | MNI | Respiratory syncytial virus RNA | PrThr | Pt | Respiratory | Ord | Probe.amp.tar | 20210407 | 2.69
NeuMoDx Molecular, Inc. | NeuMoDx SARS-CoV-2 Assay* | SARS-CoV2 Result Interpretation | nasal swabs (445297001^Swab of internal nose^SCT) nasopharyngeal swabs (258500001^Nasopharyngeal swab^SCT) oropharyngeal swabs (258529004^Throat swab^SCT) bronchoalveolar lavage (BAL) specimens (258607008^Bronchoalveolar lavage fluid sample^SCT) | SARS-CoV-2 RNA detected (260373001^Detected^SCT) SARS-CoV-2 RNA not detected (260415000^Not detected^SCT) All target results were invalid(455371000124106^Invalid result^SCT or 125154007^Specimen unsatisfactory for evaluation^SCT) | 94500-6 | SARS coronavirus 2 RNA [Presence] in Respiratory specimen by NAA with probe detection | 94531-1 | SARS coronavirus 2 RNA panel - Respiratory specimen by NAA with probe detection |  |  |  | NeuMoDx SARS-CoV-2 Assay_NeuMoDx Molecular, Inc. | EUA | NeuMoDx 96 Molecular System_NeuMoDx | MNI | SARS coronavirus 2 RNA | PrThr | Pt | Respiratory | Ord | Probe.amp.tar | 20220727 | 2.68
NeuMoDx Molecular, Inc. | NeuMoDx SARS-CoV-2 Assay* | SARS-CoV2 Result Interpretation | nasal swabs (445297001^Swab of internal nose^SCT) nasopharyngeal swabs (258500001^Nasopharyngeal swab^SCT) oropharyngeal swabs (258529004^Throat swab^SCT) bronchoalveolar lavage (BAL) specimens (258607008^Bronchoalveolar lavage fluid sample^SCT) | SARS-CoV-2 RNA detected (260373001^Detected^SCT) SARS-CoV-2 RNA not detected (260415000^Not detected^SCT) All target results were invalid(455371000124106^Invalid result^SCT or 125154007^Specimen unsatisfactory for evaluation^SCT) | 94500-6 | SARS coronavirus 2 RNA [Presence] in Respiratory specimen by NAA with probe detection | 94531-1 | SARS coronavirus 2 RNA panel - Respiratory specimen by NAA with probe detection |  |  |  | NeuMoDx SARS-CoV-2 Assay_NeuMoDx Molecular, Inc. | EUA | NeuMoDx 288 Molecular System_NeuMoDx | MNI | SARS coronavirus 2 RNA | PrThr | Pt | Respiratory | Ord | Probe.amp.tar | 20220727 | 2.68
NeuMoDx Molecular, Inc. | NeuMoDx SARS-CoV-2 Assay* | SARS-CoV2 Result Interpretation | saliva (258560004^Oral saliva sample^SCT) | SARS-CoV-2 RNA detected (260373001^Detected^SCT) SARS-CoV-2 RNA not detected (260415000^Not detected^SCT) All target results were invalid(455371000124106^Invalid result^SCT or 125154007^Specimen unsatisfactory for evaluation^SCT) | 94845-5 | SARS-CoV-2 (COVID-19) RNA [Presence] in Saliva (oral fluid) by NAA with probe detection | 95826-4 | SARS-CoV-2 (COVID-19) RNA panel - Saliva (oral fluid) by NAA with probe detection |  |  |  | NeuMoDx SARS-CoV-2 Assay_NeuMoDx Molecular, Inc. | EUA | NeuMoDx 96 Molecular System_NeuMoDx | MNI | SARS coronavirus 2 RNA | PrThr | Pt | Saliva | Ord | Probe.amp.tar | 20220727 | 2.68
NeuMoDx Molecular, Inc. | NeuMoDx SARS-CoV-2 Assay* | SARS-CoV2 Result Interpretation | saliva (258560004^Oral saliva sample^SCT) | SARS-CoV-2 RNA detected (260373001^Detected^SCT) SARS-CoV-2 RNA not detected (260415000^Not detected^SCT) All target results were invalid(455371000124106^Invalid result^SCT or 125154007^Specimen unsatisfactory for evaluation^SCT) | 94845-5 | SARS-CoV-2 (COVID-19) RNA [Presence] in Saliva (oral fluid) by NAA with probe detection | 95826-4 | SARS-CoV-2 (COVID-19) RNA panel - Saliva (oral fluid) by NAA with probe detection |  |  |  | NeuMoDx SARS-CoV-2 Assay_NeuMoDx Molecular, Inc. | EUA | NeuMoDx 288 Molecular System_NeuMoDx | MNI | SARS coronavirus 2 RNA | PrThr | Pt | Saliva | Ord | Probe.amp.tar | 20220727 | 2.68
New York State Deptment of Health - Wadsworth | New York SARS-CoV Microsphere Immunoassay for Antibody Detection* | SARS-CoV-2 total antibody (IgM/IgA/IgG) | Serum (119364003^Serum specimen^SCT) | Positive (260373001^Detected^SCT) Negative (260415000^Not detected^SCT) Indeterminate (82334004^Indeterminate^SCT) | 94762-2 | SARS coronavirus 2 Ab [Presence] in Serum or Plasma by Immunoassay | 94762-2 | SARS coronavirus 2 Ab [Presence] in Serum or Plasma by Immunoassay |  |  |  | New York SARS-CoV Microsphere Immunoassay for Antibody Detection_Wadsworth Center, New York State Department of Health | EUA | FLEXMAP dual laser cytometer_Luminex Corp | MNI | SARS coronavirus 2 Ab | PrThr | Pt | Ser/Plas | Ord | IA | 20200512 | 2.68
Nexus Medical Labs, LLC | LDT: Nexus High Throughput SARS-CoV-2 Assay* | SARS-CoV-2 RNA | anterior nasal swab (697989009^Anterior nares swab^SCT) | Positive 2019-nCoV (260373001^Detected^SCT) Not detected (260415000^Not Detected^SCT) Inconclusive (419984006^Inconclusive^SCT) | 95406-5 | SARS-CoV-2 (COVID-19) RNA [Presence] in Nose by NAA with probe detection | 94531-1 | SARS-CoV-2 (COVID-19) RNA panel - Respiratory specimen by NAA with probe detection |  |  |  | Nexus High Throughput SARS-CoV-2 Assay_Nexus Medical Labs LLC | EUA | ABI QuantStudio 7 Flex_Thermo Fisher | MNI | SARS coronavirus 2 RNA | PrThr | Pt | Nose | Ord | Probe.amp.tar | 20220608 | 2.69
Nirmidas Biotech, Inc. | MidaSpot COVID-19 Antibody Combo Detection Kit* | SARS-CoV-2 IgM | serum (119364003^Serum specimen^SCT) plasma (119361006^Plasma specimen^SCT) fingerstick whole blood (122554006^Capillary blood specimen^SCT) | Positive for COVID-19 (SARS-CoV-2) IgM (10828004^Positive^SCT) Negative for COVID-19 (SARS-CoV-2) IgM (260385009^Negative^SCT) Invalid Result (455371000124106^Invalid result^SCT or 125154007^Specimen unsatisfactory for evaluation^SCT) | 94508-9 | SARS-CoV-2 (COVID-19) IgM Ab [Presence] in Serum, Plasma or Blood by Rapid immunoassay | 94503-0 | SARS-CoV-2 (COVID-19) Ab panel - Serum, Plasma or Blood by Rapid immunoassay | Expect to be reported together with the Rapid IA result for IgG. |  |  | MidaSpot COVID-19 Antibody Combo Detection Kit_Nirmidas Biotech, Inc. | EUA | No Equipment | NA | SARS coronavirus 2 Ab.IgM | PrThr | Pt | Ser/Plas/Bld | Ord | IA.rapid | 20210107 | 2.69
Nirmidas Biotech, Inc. | MidaSpot COVID-19 Antibody Combo Detection Kit* | SARS-CoV-2 IgG | serum (119364003^Serum specimen^SCT) plasma (119361006^Plasma specimen^SCT) fingerstick whole blood (122554006^Capillary blood specimen^SCT) | Positive for COVID-19 (SARS-CoV-2) IgG (10828004^Positive^SCT) Negative for COVID-19 (SARS-CoV-2) IgG (260385009^Negative^SCT) Invalid Result (455371000124106^Invalid result^SCT or 125154007^Specimen unsatisfactory for evaluation^SCT) | 94507-1 | SARS-CoV-2 (COVID-19) IgG Ab [Presence] in Serum, Plasma or Blood by Rapid immunoassay | 94503-0 | SARS-CoV-2 (COVID-19) Ab panel - Serum, Plasma or Blood by Rapid immunoassay | Expect to be reported together with the Rapid IA result for IgM. |  |  | MidaSpot COVID-19 Antibody Combo Detection Kit_Nirmidas Biotech, Inc. | EUA | No Equipment | NA | SARS coronavirus 2 Ab.IgG | PrThr | Pt | Ser/Plas/Bld | Ord | IA.rapid | 20210107 | 2.69
Nirmidas Biotech, Inc. | Nirmidas COVID-19 (SARS-CoV-2) IgM/IgG Antibody Detection Kit* | SARS-CoV-2 IgM Result Interpretation | serum (119364003^Serum specimen^SCT) plasma (119361006^Plasma specimen^SCT) | Positive (10828004^Positive^SCT) Negative (260385009^Negative^SCT) Invalid Result (455371000124106^Invalid result^SCT or 125154007^Specimen unsatisfactory for evaluation^SCT) | 94508-9 | SARS-CoV-2 (COVID-19) IgM Ab [Presence] in Serum, Plasma or Blood by Rapid immunoassay | 94503-0 | SARS-CoV-2 (COVID-19) Ab panel - Serum, Plasma or Blood by Rapid immunoassay | Expect to be reported together with the Rapid IA result for IgG. |  |  | Nirmidas COVID-19 (SARS-CoV-2) IgM/IgG Antibody Detection Kit_Nirmidas Biotech, Inc. | EUA | No Equipment | NA | SARS coronavirus 2 Ab.IgM | PrThr | Pt | Ser/Plas/Bld | Ord | IA.rapid | 20201005 | 2.68
Nirmidas Biotech, Inc. | Nirmidas COVID-19 (SARS-CoV-2) IgM/IgG Antibody Detection Kit* | SARS-CoV-2 IgG Result Interpretation | serum (119364003^Serum specimen^SCT) plasma (119361006^Plasma specimen^SCT) | Positive (10828004^Positive^SCT) Negative (260385009^Negative^SCT) Invalid Result (455371000124106^Invalid result^SCT or 125154007^Specimen unsatisfactory for evaluation^SCT) | 94507-1 | SARS-CoV-2 (COVID-19) IgG Ab [Presence] in Serum, Plasma or Blood by Rapid immunoassay | 94503-0 | SARS-CoV-2 (COVID-19) Ab panel - Serum, Plasma or Blood by Rapid immunoassay | Expect to be reported together with the Rapid IA result for IgM. |  |  | Nirmidas COVID-19 (SARS-CoV-2) IgM/IgG Antibody Detection Kit_Nirmidas Biotech, Inc. | EUA | No Equipment | NA | SARS coronavirus 2 Ab.IgG | PrThr | Pt | Ser/Plas/Bld | Ord | IA.rapid | 20201005 | 2.68
NOWDiagnostics, Inc. | ADEXUSDx COVID-19 Test* | SARS-CoV-2 antibodies Result Interpretation | venous whole blood (122555007^Venous blood specimen^SCT) plasma (119361006^Plasma specimen^SCT) serum (119364003^Serum specimen^SCT) fingerstick whole blood.(122554006^Capillary blood specimen^SCT) | Positive Result (10828004^Positive^SCT) Negative Result (260385009^Negative^SCT) Invalid Result (455371000124106^Invalid result^SCT or 125154007^Specimen unsatisfactory for evaluation^SCT) | 95542-7 | SARS-CoV-2 (COVID-19) Ab [Presence] in Serum, Plasma or Blood by Rapid immunoassay | 95542-7 | SARS-CoV-2 (COVID-19) Ab [Presence] in Serum, Plasma or Blood by Rapid immunoassay |  |  |  | ADEXUSDx COVID-19 Test_NOWDiagnostics, Inc. | EUA | No Equipment | NA | SARS coronavirus 2 Ab | PrThr | Pt | Ser/Plas/Bld | Ord | IA.rapid | 20210623 | 2.69
Oceanit Foundry LLC | ASSURE-100 Rapid COVID-19 Test* | SARS-CoV-2 nucleocapsid protein antigen | direct anterior nasal swab (697989009^Anterior nares swab^SCT) | Positive (260373001^Detected^SCT) Negative (260415000^Not Detected^SCT) Invalid (455371000124106^Invalid result^SCT or 125154007^Specimen unsatisfactory for evaluation^SCT) | 97097-0 | SARS-CoV-2 (COVID-19) Ag [Presence] in Upper respiratory specimen by Rapid immunoassay | 97097-0 | SARS-CoV-2 (COVID-19) Ag [Presence] in Upper respiratory specimen by Rapid immunoassay |  |  |  | ASSURE-100 Rapid COVID-19 Test_Oceanit Foundry LLC | EUA | No Equipment | NA | SARS coronavirus 2 Ag | PrThr | Pt | Respiratory.upper | Ord | IA.rapid | 20220323 | 2.70
Ohio State University Wexner Medical Center | LDT: OSUWMC COVID-19 RT-PCR Test* | SARS-CoV-2 Result Interpretation | nasal swab (445297001^Swab of internal nose^SCT) oropharyngeal (OP) swab (258529004^Throat swab^SCT) nasopharyngeal (NP) swab (258500001^Nasopharyngeal swab^SCT) | Positive (260373001^Detected^SCT) Negative (260415000^Not detected^SCT) Invalid (455371000124106^Invalid result^SCT or 125154007^Specimen unsatisfactory for evaluation^SCT) | 94533-7 | SARS-CoV-2 (COVID19) N gene [Presence] in Respiratory specimen by NAA with probe detection | 94533-7 | SARS-CoV-2 (COVID19) N gene [Presence] in Respiratory specimen by NAA with probe detection | Testing is limited to the Ohio State University Wexner Medical Center |  |  | OSUWMC COVID-19 RT-PCR test_The Ohio State University Wexner Medical Center | EUA | ABI 7500 FAST Real-Time PCR_Thermo Fisher | MNI | SARS coronavirus 2 N gene | PrThr | Pt | Respiratory | Ord | Probe.amp.tar | 20200623 | 2.68
Omnipathology Solutions Medical Corporation | Omni COVID-19 Assay by RT-PCR* | SARS-CoV-2 RNA | nasopharyngeal swab (258500001^Nasopharyngeal swab^SCT) oropharyngeal swab (258529004^Throat swab^SCT) anterior nasal swab (697989009^Anterior nares swab^SCT) mid-turbinate nasal swab (1293160008^Swab from middle region of inferior nasal meatus^SCT) nasopharyngeal wash/aspirate (258411007^Nasopharyngeal aspirate^SCT) nasal aspirate (429931000124105^Nasal aspirate specimen^SCT) bronchoalveolar lavage (258607008^Bronchoalveolar lavage fluid sample^SCT) | Positive-presence of SARS-CoV-2 (260373001^Detected^SCT) Negative result indicates the absence of SARSCoV-2 (260415000^Not detected^SCT) UNR (unresolved) (455371000124106^Invalid result^SCT or 125154007^Specimen unsatisfactory for evaluation^SCT) | 94533-7 | SARS-CoV-2 (COVID19) N gene [Presence] in Respiratory specimen by NAA with probe detection | 94533-7 | SARS-CoV-2 (COVID19) N gene [Presence] in Respiratory specimen by NAA with probe detection | Testing is limited to Omnipathology Solutions Medical Corporation in PasadenaCalifornia |  |  | Omni COVID-19 Assay by RT-PCR_Omnipathology Solutions Medical Corporation | EUA | 00382904419165 | DII | SARS coronavirus 2 N gene | PrThr | Pt | Respiratory | Ord | Probe.amp.tar | 20200623 | 2.68
One Health Laboratories | LDT: SARS-CoV-2 Real-Time RT-PCR Test* | SARS-CoV-2 RNA | Nasal swab (445297001^Swab of internal nose^SCT) mid-turbinate nasal swab (1293160008^Swab from middle region of inferior nasal meatus^SCT) nasopharyngeal swab (258500001^Nasopharyngeal swab^SCT) oropharyngeal swabs (258529004^Throat swab^SCT) nasopharyngeal wash (258467004^Nasopharyngeal washings^SCT) nasopharyngeal aspirate (258411007^Nasopharyngeal aspirate^SCT) nasal aspirate (429931000124105^Nasal aspirate specimen^SCT) | Positive(260373001^Detected^SCT) Negative (260415000^Not detected^SCT) Inconclusive (419984006^Inconclusive^SCT) Invalid (455371000124106^Invalid result^SCT) | 94500-6 | SARS coronavirus 2 RNA [Presence] in Respiratory specimen by NAA with probe detection | 94500-6 | SARS coronavirus 2 RNA [Presence] in Respiratory specimen by NAA with probe detection |  |  |  | SARS-CoV-2 Real-Time RT-PCR-Test_One Health Laboratories, LLC | EUA | Franklin Real-Time PCR Thermocycler_Biomeme | MNI | SARS coronavirus 2 RNA | PrThr | Pt | Respiratory | Ord | Probe.amp.tar | 20200519 | 2.68
OnsiteGene, Inc. | Hi-Sense COVID-19 Molecular Testing Kit 1.0 | SARS-CoV-2 RNA Results | nasopharyngeal swab (258500001^Nasopharyngeal swab^SCT) oropharyngeal swabs (258529004^Throat swab^SCT) mid-turbinate nasal swabs(1293160008^Swab from middle region of inferior nasal meatus^SCT) anterior nasal swabs (697989009^Anterior nares swab^SCT) nasal aspirate (429931000124105^Nasal aspirate specimen^SCT) nasopharyngeal wash (258467004^Nasopharyngeal washings^SCT) nasopharyngeal aspirate (258411007^Nasopharyngeal aspirate^SCT) bronchoalveolar lavage(258607008^Bronchoalveolar lavage fluid sample^SCT) | Negative (260415000^Not Detected^SCT) Positive (260373001^Detected^SCT) Invalid (455371000124106^Invalid result^SCT or 125154007^Specimen unsatisfactory for evaluation^SCT) | 94500-6 | SARS-CoV-2 (COVID-19) RNA [Presence] in Respiratory specimen by NAA with probe detection | 94531-1 | SARS-CoV-2 (COVID-19) RNA panel - Respiratory specimen by NAA with probe detection |  |  |  | Hi-Sense COVID-19 Molecular Testing Kit 1.0_OnsiteGene, Inc. | EUA | XDive Superfast Real-Time PCR System_OnsiteGene, Inc. | MNI | SARS coronavirus 2 RNA | PrThr | Pt | Respiratory | Ord | Probe.amp.tar | 20230111 | 2.73
OPTI Medical Systems, Inc. | OPTI SARS-CoV-2 RT PCR Test* | SARS-CoV-2 RNA | anterior nasal swabs (697989009^Anterior nares swab^SCT) mid-turbinate nasal swabs(1293160008^Swab from middle region of inferior nasal meatus^SCT) nasopharyngeal swabs (258500001^Nasopharyngeal swab^SCT) oropharyngeal swabs (258529004^Throat swab^SCT) Bronchoalveolar lavage (BAL) (258607008^Bronchoalveolar lavage fluid sample^SCT) nasopharyngeal wash (258467004^Nasopharyngeal washings^SCT) nasopharyngeal aspirate (258411007^Nasopharyngeal aspirate^SCT) nasal aspirate (429931000124105^Nasal aspirate specimen^SCT) | SARS-CoV-2 positive (260373001^Detected^SCT) SARS-CoV-2 negative (260415000^Not detected^SCT) Invalid (455371000124106^Invalid result^SCT or 125154007^Specimen unsatisfactory for evaluation^SCT) | 94533-7 | SARS coronavirus 2 N gene [Presence] in Respiratory specimen by NAA with probe detection | 94533-7 | SARS coronavirus 2 N gene [Presence] in Respiratory specimen by NAA with probe detection |  |  |  | OPTI SARS-CoV-2 RT PCR Test_OPTI Medical Systems, Inc. | EUA | ABI 7500 FAST Real-Time PCR_Thermo Fisher | MNI | SARS coronavirus 2 N gene | PrThr | Pt | Respiratory | Ord | Probe.amp.tar | 20220727 | 2.68
OPTI Medical Systems, Inc. | OPTI SARS-CoV-2 RT PCR Test* | SARS-CoV-2 RNA | anterior nasal swabs (697989009^Anterior nares swab^SCT) mid-turbinate nasal swabs(1293160008^Swab from middle region of inferior nasal meatus^SCT) nasopharyngeal swabs (258500001^Nasopharyngeal swab^SCT) oropharyngeal swabs (258529004^Throat swab^SCT) Bronchoalveolar lavage (BAL) (258607008^Bronchoalveolar lavage fluid sample^SCT) nasopharyngeal wash (258467004^Nasopharyngeal washings^SCT) nasopharyngeal aspirate (258411007^Nasopharyngeal aspirate^SCT) nasal aspirate (429931000124105^Nasal aspirate specimen^SCT) | SARS-CoV-2 positive (260373001^Detected^SCT) SARS-CoV-2 negative (260415000^Not detected^SCT) Invalid (455371000124106^Invalid result^SCT or 125154007^Specimen unsatisfactory for evaluation^SCT) | 94533-7 | SARS coronavirus 2 N gene [Presence] in Respiratory specimen by NAA with probe detection | 94533-7 | SARS coronavirus 2 N gene [Presence] in Respiratory specimen by NAA with probe detection |  |  |  | OPTI SARS-CoV-2 RT PCR Test_OPTI Medical Systems, Inc. | EUA | 10190302015592 | DII | SARS coronavirus 2 N gene | PrThr | Pt | Respiratory | Ord | Probe.amp.tar | 20220727 | 2.68
OPTI Medical Systems, Inc. | OPTI SARS-CoV-2/ Influenza A/B RT-PCR Test (Version 1 and Version 2) | Influenza A RNA | nasopharyngeal swab (258500001^Nasopharyngeal swab^SCT) | Influenza A RNA POSITIVE (260373001^Detected^SCT) Influenza A RNA NEGATIVE (260415000^Not Detected^SCT) Influenza A Invalid (455371000124106^Invalid result^SCT or 125154007^Specimen unsatisfactory for evaluation^SCT) | 82166-0 | Influenza virus A RNA [Presence] in Nasopharynx by NAA with non-probe detection | 95422-2 | Influenza virus A and B and SARS-CoV-2 (COVID-19) RNA panel - Respiratory specimen by NAA with probe detection |  |  |  | OPTI SARS-CoV-2/ Influenza A/B RT-PCR Test (Version 1 and Version 2)_OPTI Medical Systems, Inc. | EUA | ABI 7500 FAST Real-Time PCR_Thermo Fisher | MNI | Influenza virus A RNA | PrThr | Pt | Nph | Ord | Non-probe.amp.tar | 20220427 | 2.63
OPTI Medical Systems, Inc. | OPTI SARS-CoV-2/ Influenza A/B RT-PCR Test (Version 1 and Version 2) | Influenza B RNA | nasopharyngeal swab (258500001^Nasopharyngeal swab^SCT) | Influenza B RNA POSITIVE (260373001^Detected^SCT) Influenza B RNA NEGATIVE (260415000^Not Detected^SCT) Influenza B Invalid (455371000124106^Invalid result^SCT or 125154007^Specimen unsatisfactory for evaluation^SCT) | 76080-1 | Influenza virus B RNA [Presence] in Nasopharynx by NAA with probe detection | 95422-2 | Influenza virus A and B and SARS-CoV-2 (COVID-19) RNA panel - Respiratory specimen by NAA with probe detection |  |  |  | OPTI SARS-CoV-2/ Influenza A/B RT-PCR Test (Version 1 and Version 2)_OPTI Medical Systems, Inc. | EUA | ABI 7500 FAST Real-Time PCR_Thermo Fisher | MNI | Influenza virus B RNA | PrThr | Pt | Nph | Ord | Probe.amp.tar | 20220427 | 2.63
OPTI Medical Systems, Inc. | OPTI SARS-CoV-2/ Influenza A/B RT-PCR Test (Version 1 and Version 2) | SARS-CoV-2 N gene | nasopharyngeal swab (258500001^Nasopharyngeal swab^SCT) | SARS-CoV-2 RNA POSITIVE (260373001^Detected^SCT) SARS-CoV-2 RNA NEGATIVE (260415000^Not Detected^SCT) SARS-CoV-2 Invalid (455371000124106^Invalid result^SCT or 125154007^Specimen unsatisfactory for evaluation^SCT) | 94760-6 | SARS-CoV-2 (COVID-19) N gene [Presence] in Nasopharynx by NAA with probe detection | 95422-2 | Influenza virus A and B and SARS-CoV-2 (COVID-19) RNA panel - Respiratory specimen by NAA with probe detection |  |  |  | OPTI SARS-CoV-2/ Influenza A/B RT-PCR Test (Version 1 and Version 2)_OPTI Medical Systems, Inc. | EUA | ABI 7500 FAST Real-Time PCR_Thermo Fisher | MNI | SARS coronavirus 2 N gene | PrThr | Pt | Nph | Ord | Probe.amp.tar | 20220427 | 2.69
OPTI Medical Systems, Inc. | OPTI SARS-CoV-2/ Influenza A/B RT-PCR Test (Version 1 and Version 2) | Influenza A RNA | nasopharyngeal swab (258500001^Nasopharyngeal swab^SCT) | Influenza A RNA POSITIVE (260373001^Detected^SCT) Influenza A RNA NEGATIVE (260415000^Not Detected^SCT) Influenza A Invalid (455371000124106^Invalid result^SCT or 125154007^Specimen unsatisfactory for evaluation^SCT) | 82166-0 | Influenza virus A RNA [Presence] in Nasopharynx by NAA with non-probe detection | 95422-2 | Influenza virus A and B and SARS-CoV-2 (COVID-19) RNA panel - Respiratory specimen by NAA with probe detection |  |  |  | OPTI SARS-CoV-2/ Influenza A/B RT-PCR Test (Version 1 and Version 2)_OPTI Medical Systems, Inc. | EUA | 10190302015592 | DII | Influenza virus A RNA | PrThr | Pt | Nph | Ord | Non-probe.amp.tar | 20220427 | 2.63
OPTI Medical Systems, Inc. | OPTI SARS-CoV-2/ Influenza A/B RT-PCR Test (Version 1 and Version 2) | Influenza B RNA | nasopharyngeal swab (258500001^Nasopharyngeal swab^SCT) | Influenza B RNA POSITIVE (260373001^Detected^SCT) Influenza B RNA NEGATIVE (260415000^Not Detected^SCT) Influenza B Invalid (455371000124106^Invalid result^SCT or 125154007^Specimen unsatisfactory for evaluation^SCT) | 76080-1 | Influenza virus B RNA [Presence] in Nasopharynx by NAA with probe detection | 95422-2 | Influenza virus A and B and SARS-CoV-2 (COVID-19) RNA panel - Respiratory specimen by NAA with probe detection |  |  |  | OPTI SARS-CoV-2/ Influenza A/B RT-PCR Test (Version 1 and Version 2)_OPTI Medical Systems, Inc. | EUA | 10190302015592 | DII | Influenza virus B RNA | PrThr | Pt | Nph | Ord | Probe.amp.tar | 20220427 | 2.63
OPTI Medical Systems, Inc. | OPTI SARS-CoV-2/ Influenza A/B RT-PCR Test (Version 1 and Version 2) | SARS-CoV-2 N gene | nasopharyngeal swab (258500001^Nasopharyngeal swab^SCT) | SARS-CoV-2 RNA POSITIVE (260373001^Detected^SCT) SARS-CoV-2 RNA NEGATIVE (260415000^Not Detected^SCT) SARS-CoV-2 Invalid (455371000124106^Invalid result^SCT or 125154007^Specimen unsatisfactory for evaluation^SCT) | 94760-6 | SARS-CoV-2 (COVID-19) N gene [Presence] in Nasopharynx by NAA with probe detection | 95422-2 | Influenza virus A and B and SARS-CoV-2 (COVID-19) RNA panel - Respiratory specimen by NAA with probe detection |  |  |  | OPTI SARS-CoV-2/ Influenza A/B RT-PCR Test (Version 1 and Version 2)_OPTI Medical Systems, Inc. | EUA | 10190302015592 | DII | SARS coronavirus 2 N gene | PrThr | Pt | Nph | Ord | Probe.amp.tar | 20220427 | 2.69
OPTOLANE Technologies, Inc. | Kaira 2019-nCoV Detection Kit* | SARS-CoV-2 Report | nasopharyngeal (258500001^Nasopharyngeal swab^SCT) oropharyngeal (258529004^Throat swab^SCT) combined nasopharyngeal/oropharyngeal (NP/OP) swabs (433801000124107^Nasopharyngeal and oropharyngeal swab^SCT) anterior nasal (697989009^Anterior nares swab^SCT) mid-turbinate nasal swab (1293160008^Swab from middle region of inferior nasal meatus^SCT) nasopharyngeal wash/aspirate (258467004^Nasopharyngeal washings^SCT or 258411007^Nasopharyngeal aspirate^SCT) nasal aspirate (429931000124105^Nasal aspirate specimen^SCT) sputum (119334006^Sputum specimen^SCT) bronchoalveolar lavage (BAL) (258607008^Bronchoalveolar lavage fluid sample^SCT) | INVALID (455371000124106^Invalid result^SCT or 125154007^Specimen unsatisfactory for evaluation^SCT) NEGATIVE (260415000^Not Detected^SCT) PRESUMPTIVE POSITIVE (720735008^Presumptive positive^SCT) POSITIVE (260373001^Detected^SCT) | 94500-6 | SARS-CoV-2 (COVID-19) RNA [Presence] in Respiratory specimen by NAA with probe detection | 94531-1 | SARS-CoV-2 (COVID-19) RNA panel - Respiratory specimen by NAA with probe detection |  |  |  | Kaira 2019-nCoV Detection Kit_OPTOLANE Technologies, Inc. | EUA | 10190302015592 | DII | SARS coronavirus 2 RNA | PrThr | Pt | Respiratory | Ord | Probe.amp.tar | 20200909 | 2.68
OPTOLANE Technologies, Inc. | Kaira 2019-nCoV Detection Kit* | SARS-CoV-2 Report | nasopharyngeal (258500001^Nasopharyngeal swab^SCT) oropharyngeal (258529004^Throat swab^SCT) combined nasopharyngeal/oropharyngeal (NP/OP) swabs (433801000124107^Nasopharyngeal and oropharyngeal swab^SCT) anterior nasal (697989009^Anterior nares swab^SCT) mid-turbinate nasal swab (1293160008^Swab from middle region of inferior nasal meatus^SCT) nasopharyngeal wash/aspirate (258467004^Nasopharyngeal washings^SCT or 258411007^Nasopharyngeal aspirate^SCT) nasal aspirate (429931000124105^Nasal aspirate specimen^SCT) sputum (119334006^Sputum specimen^SCT) bronchoalveolar lavage (BAL) (258607008^Bronchoalveolar lavage fluid sample^SCT) | INVALID (455371000124106^Invalid result^SCT or 125154007^Specimen unsatisfactory for evaluation^SCT) NEGATIVE (260415000^Not Detected^SCT) PRESUMPTIVE POSITIVE (720735008^Presumptive positive^SCT) POSITIVE (260373001^Detected^SCT) | 94500-6 | SARS-CoV-2 (COVID-19) RNA [Presence] in Respiratory specimen by NAA with probe detection | 94531-1 | SARS-CoV-2 (COVID-19) RNA panel - Respiratory specimen by NAA with probe detection |  |  |  | Kaira 2019-nCoV Detection Kit_OPTOLANE Technologies, Inc. | EUA | ABI 7500 Real-Time PCR_Thermo Fisher | MNI | SARS coronavirus 2 RNA | PrThr | Pt | Respiratory | Ord | Probe.amp.tar | 20200909 | 2.68
OPTOLANE Technologies, Inc. | Kaira 2019-nCoV Detection Kit* | SARS-CoV-2 Report | nasopharyngeal (258500001^Nasopharyngeal swab^SCT) oropharyngeal (258529004^Throat swab^SCT) combined nasopharyngeal/oropharyngeal (NP/OP) swabs (433801000124107^Nasopharyngeal and oropharyngeal swab^SCT) anterior nasal (697989009^Anterior nares swab^SCT) mid-turbinate nasal swab (1293160008^Swab from middle region of inferior nasal meatus^SCT) nasopharyngeal wash/aspirate (258467004^Nasopharyngeal washings^SCT or 258411007^Nasopharyngeal aspirate^SCT) nasal aspirate (429931000124105^Nasal aspirate specimen^SCT) sputum (119334006^Sputum specimen^SCT) bronchoalveolar lavage (BAL) (258607008^Bronchoalveolar lavage fluid sample^SCT) | INVALID (455371000124106^Invalid result^SCT or 125154007^Specimen unsatisfactory for evaluation^SCT) NEGATIVE (260415000^Not Detected^SCT) PRESUMPTIVE POSITIVE (720735008^Presumptive positive^SCT) POSITIVE (260373001^Detected^SCT) | 94500-6 | SARS-CoV-2 (COVID-19) RNA [Presence] in Respiratory specimen by NAA with probe detection | 94531-1 | SARS-CoV-2 (COVID-19) RNA panel - Respiratory specimen by NAA with probe detection |  |  |  | Kaira 2019-nCoV Detection Kit_OPTOLANE Technologies, Inc. | EUA | CFX96 DX Real-Time PCR System_BioRad | MNI | SARS coronavirus 2 RNA | PrThr | Pt | Respiratory | Ord | Probe.amp.tar | 20200909 | 2.68
OraSure Technologies, Inc. | InteliSwab COVID-19 Rapid Test* | SARS-CoV-2 nucleocapsid protein antigen Test Result | anterior nasal samples (697989009^Anterior nares swab^SCT) | Negative (260415000^Not Detected^SCT) Positive (260373001^Detected^SCT) Invalid (455371000124106^Invalid result^SCT or 125154007^Specimen unsatisfactory for evaluation^SCT) | 97097-0 | SARS-CoV-2 (COVID-19) Ag [Presence] in Upper respiratory specimen by Rapid immunoassay | 97097-0 | SARS-CoV-2 (COVID-19) Ag [Presence] in Upper respiratory specimen by Rapid immunoassay |  |  |  | InteliSwab COVID-19 Rapid Test_OraSure Technologies, Inc. | EUA | No Equipment | NA | SARS coronavirus 2 Ag | PrThr | Pt | Respiratory.upper | Ord | IA.rapid | 20210616 | 2.70
OraSure Technologies, Inc. | InteliSwab COVID-19 Rapid Test Pro* | SARS-CoV-2 nucleocapsid protein antigen Test Result | anterior nasal samples (697989009^Anterior nares swab^SCT) | Negative (260415000^Not Detected^SCT) Positive (260373001^Detected^SCT) Invalid (455371000124106^Invalid result^SCT or 125154007^Specimen unsatisfactory for evaluation^SCT) | 97097-0 | SARS-CoV-2 (COVID-19) Ag [Presence] in Upper respiratory specimen by Rapid immunoassay | 97097-0 | SARS-CoV-2 (COVID-19) Ag [Presence] in Upper respiratory specimen by Rapid immunoassay |  |  |  | InteliSwab COVID-19 Rapid Test Pro_OraSure Technologies, Inc. | EUA | No Equipment | NA | SARS coronavirus 2 Ag | PrThr | Pt | Respiratory.upper | Ord | IA.rapid | 20210616 | 2.70
OraSure Technologies, Inc. | InteliSwab COVID-19 Rapid Test Rx* | SARS-CoV-2 nucleocapsid protein antigen Test Result | anterior nasal samples (697989009^Anterior nares swab^SCT) | Negative (260415000^Not Detected^SCT) Positive (260373001^Detected^SCT) Invalid (455371000124106^Invalid result^SCT or 125154007^Specimen unsatisfactory for evaluation^SCT) | 97097-0 | SARS-CoV-2 (COVID-19) Ag [Presence] in Upper respiratory specimen by Rapid immunoassay | 97097-0 | SARS-CoV-2 (COVID-19) Ag [Presence] in Upper respiratory specimen by Rapid immunoassay |  |  |  | InteliSwab COVID-19 Rapid Test Rx_OraSure Technologies, Inc. | EUA | No Equipment | NA | SARS coronavirus 2 Ag | PrThr | Pt | Respiratory.upper | Ord | IA.rapid | 20210616 | 2.70
Orig3n, Inc. | LDT: Orig3n 2019 Novel Coronavirus (COVID-19) Test* | SARS-CoV-2 Result Interpretation | Oropharyngeal swab (258529004^Throat swab^SCT) nasopharyngeal swab (258500001^Nasopharyngeal swab^SCT) anterior nasal swab (697989009^Anterior nares swab^SCT) mid-turbinate nasal swab (1293160008^Swab from middle region of inferior nasal meatus^SCT) | SARS-CoV-2 Detected (260373001^Detected^SCT) SARS-CoV-2 Not detected (260415000^Not detected^SCT) SARS-CoV-2 presumptive positive (720735008^Presumptive positive^SCT) Invalid (455371000124106^Invalid result^SCT or 125154007^Specimen unsatisfactory for evaluation^SCT) | 94533-7 | SARS coronavirus 2 N gene [Presence] in Respiratory specimen by NAA with probe detection | 94533-7 | SARS coronavirus 2 N gene [Presence] in Respiratory specimen by NAA with probe detection |  |  |  | Orig3n 2019 Novel Coronavirus (COVID-19) Test_Orig3n, Inc. | EUA | ABI QuantStudio 7 Flex_Thermo Fisher | MNI | SARS coronavirus 2 N gene | PrThr | Pt | Respiratory | Ord | Probe.amp.tar | 20200519 | 2.68
Ortho Clinical Diagnostics, Inc. | VITROS Immunodiagnostic Products Anti-SARS-CoV-2 Total Reagent Pack* | Anti-SARS-CoV-2 total antibody | serum (119364003^Serum specimen^SCT) plasma (119361006^Plasma specimen^SCT) | non-reactive (260385009^Negative^SCT) reactive (10828004^Positive^SCT) | 94762-2 | SARS-CoV-2 (COVID-19) Ab [Presence] in Serum or Plasma by Immunoassay | 94762-2 | SARS-CoV-2 (COVID-19) Ab [Presence] in Serum or Plasma by Immunoassay |  |  |  | VITROS Immunodiagnostic Products Anti-SARS-CoV-2 Total Reagent Pack_Ortho Clinical Diagnostics, Inc. | EUA | VITROS 3600_Ortho-Clinical | MNI | SARS coronavirus 2 Ab | PrThr | Pt | Ser/Plas | Ord | IA | 20210317 | 2.68
Ortho Clinical Diagnostics, Inc. | VITROS Immunodiagnostic Products Anti-SARS-CoV-2 Total Reagent Pack* | Anti-SARS-CoV-2 total antibody | serum (119364003^Serum specimen^SCT) plasma (119361006^Plasma specimen^SCT) | non-reactive (260385009^Negative^SCT) reactive (10828004^Positive^SCT) | 94762-2 | SARS-CoV-2 (COVID-19) Ab [Presence] in Serum or Plasma by Immunoassay | 94762-2 | SARS-CoV-2 (COVID-19) Ab [Presence] in Serum or Plasma by Immunoassay |  |  |  | VITROS Immunodiagnostic Products Anti-SARS-CoV-2 Total Reagent Pack_Ortho Clinical Diagnostics, Inc. | EUA | VITROS 5600_Ortho-Clinical | MNI | SARS coronavirus 2 Ab | PrThr | Pt | Ser/Plas | Ord | IA | 20210317 | 2.68
Ortho Clinical Diagnostics, Inc. | VITROS Immunodiagnostic Products Anti-SARS-CoV-2 Total Reagent Pack* | Anti-SARS-CoV-2 total antibody | serum (119364003^Serum specimen^SCT) plasma (119361006^Plasma specimen^SCT) | non-reactive (260385009^Negative^SCT) reactive (10828004^Positive^SCT) | 94762-2 | SARS-CoV-2 (COVID-19) Ab [Presence] in Serum or Plasma by Immunoassay | 94762-2 | SARS-CoV-2 (COVID-19) Ab [Presence] in Serum or Plasma by Immunoassay |  |  |  | VITROS Immunodiagnostic Products Anti-SARS-CoV-2 Total Reagent Pack_Ortho Clinical Diagnostics, Inc. | EUA | VITROS ECi_Ortho-Clinical | MNI | SARS coronavirus 2 Ab | PrThr | Pt | Ser/Plas | Ord | IA | 20210317 | 2.68
Ortho Clinical Diagnostics, Inc. | VITROS Immunodiagnostic Products Anti-SARS-CoV-2 Total Reagent Pack* | Anti-SARS-CoV-2 total antibody | serum (119364003^Serum specimen^SCT) plasma (119361006^Plasma specimen^SCT) | non-reactive (260385009^Negative^SCT) reactive (10828004^Positive^SCT) | 94762-2 | SARS-CoV-2 (COVID-19) Ab [Presence] in Serum or Plasma by Immunoassay | 94762-2 | SARS-CoV-2 (COVID-19) Ab [Presence] in Serum or Plasma by Immunoassay |  |  |  | VITROS Immunodiagnostic Products Anti-SARS-CoV-2 Total Reagent Pack_Ortho Clinical Diagnostics, Inc. | EUA | VITROS ECiQ_Ortho-Clinical | MNI | SARS coronavirus 2 Ab | PrThr | Pt | Ser/Plas | Ord | IA | 20210317 | 2.68
Ortho Clinical Diagnostics, Inc. | VITROS Immunodiagnostic Products Anti-SARS-CoV-2 Total Reagent Pack* | Anti-SARS-CoV-2 total antibody | serum (119364003^Serum specimen^SCT) plasma (119361006^Plasma specimen^SCT) | non-reactive (260385009^Negative^SCT) reactive (10828004^Positive^SCT) | 94762-2 | SARS-CoV-2 (COVID-19) Ab [Presence] in Serum or Plasma by Immunoassay | 94762-2 | SARS-CoV-2 (COVID-19) Ab [Presence] in Serum or Plasma by Immunoassay |  |  |  | VITROS Immunodiagnostic Products Anti-SARS-CoV-2 Total Reagent Pack_Ortho Clinical Diagnostics, Inc. | EUA | VITROS XT 7600_Ortho-Clinical | MNI | SARS coronavirus 2 Ab | PrThr | Pt | Ser/Plas | Ord | IA | 20210317 | 2.68
Ortho Clinical Diagnostics, Inc. | VITROS Immunodiagnostic Products SARS-CoV-2 Antigen Reagent Pack* | SARS-CoV-2 N antigen Result Text | nasopharyngeal (NP) specimens (258500001^Nasopharyngeal swab^SCT) anterior nasal swabs (697989009^Anterior nares swab^SCT) | Non-reactive (negative) (260415000^Not Detected^SCT) Reactive (positive) (260373001^Detected^SCT) | 96119-3 | SARS-CoV-2 (COVID-19) Ag [Presence] in Upper respiratory specimen by Immunoassay | 96119-3 | SARS-CoV-2 (COVID-19) Ag [Presence] in Upper respiratory specimen by Immunoassay |  |  |  | VITROS Immunodiagnostic Products SARS-CoV-2 Antigen Reagent Pack_Ortho Clinical Diagnostics, Inc. | EUA | VITROS 5600_Ortho-Clinical | MNI | SARS coronavirus 2 Ag | PrThr | Pt | Respiratory.upper | Ord | IA | 20220727 | 2.69
Ortho Clinical Diagnostics, Inc. | VITROS Immunodiagnostic Products SARS-CoV-2 Antigen Reagent Pack* | SARS-CoV-2 N antigen Result Text | nasopharyngeal (NP) specimens (258500001^Nasopharyngeal swab^SCT) anterior nasal swabs (697989009^Anterior nares swab^SCT) | Non-reactive (negative) (260415000^Not Detected^SCT) Reactive (positive) (260373001^Detected^SCT) | 96119-3 | SARS-CoV-2 (COVID-19) Ag [Presence] in Upper respiratory specimen by Immunoassay | 96119-3 | SARS-CoV-2 (COVID-19) Ag [Presence] in Upper respiratory specimen by Immunoassay |  |  |  | VITROS Immunodiagnostic Products SARS-CoV-2 Antigen Reagent Pack_Ortho Clinical Diagnostics, Inc. | EUA | VITROS XT 7600_Ortho-Clinical | MNI | SARS coronavirus 2 Ag | PrThr | Pt | Respiratory.upper | Ord | IA | 20220727 | 2.69
Ortho Clinical Diagnostics, Inc. | VITROS Immunodiagnostic Products SARS-CoV-2 Antigen Reagent Pack* | SARS-CoV-2 N antigen Result Text | nasopharyngeal (NP) specimens (258500001^Nasopharyngeal swab^SCT) anterior nasal swabs (697989009^Anterior nares swab^SCT) | Non-reactive (negative) (260415000^Not Detected^SCT) Reactive (positive) (260373001^Detected^SCT) | 96119-3 | SARS-CoV-2 (COVID-19) Ag [Presence] in Upper respiratory specimen by Immunoassay | 96119-3 | SARS-CoV-2 (COVID-19) Ag [Presence] in Upper respiratory specimen by Immunoassay |  |  |  | VITROS Immunodiagnostic Products SARS-CoV-2 Antigen Reagent Pack_Ortho Clinical Diagnostics, Inc. | EUA | VITROS 3600_Ortho-Clinical | MNI | SARS coronavirus 2 Ag | PrThr | Pt | Respiratory.upper | Ord | IA | 20220727 | 2.69
Ortho-Clinical Diagnostics, Inc. | VITROS Immunodiagnostic Products Anti-SARS-CoV-2 IgG Quantitative Reagent Pack used in combination with the VITROS Immunodiagnostic Products Anti- SARS-CoV-2 IgG Quantitative Calibrator* | IgG SARS-CoV-2 antibodies | serum (119364003^Serum specimen^SCT) plasma (119361006^Plasma specimen^SCT) | BAU/mL | 94505-5 | SARS-CoV-2 (COVID-19) IgG Ab [Units/volume] in Serum or Plasma by Immunoassay | 94505-5 | SARS-CoV-2 (COVID-19) IgG Ab [Units/volume] in Serum or Plasma by Immunoassay |  |  |  | VITROS Immunodiagnostic Products Anti-SARS-CoV-2 IgG Quantitative Reagent Pack used in combination with the VITROS Immunodiagnostic Products Anti- SARS-CoV-2 IgG Quantitative Calibrator_Ortho-Clinical Diagnostics, Inc. | EUA | VITROS 3600_Ortho-Clinical | MNI | SARS coronavirus 2 Ab.IgG | ACnc | Pt | Ser/Plas | Qn | IA | 20210721 | 2.69
Ortho-Clinical Diagnostics, Inc. | VITROS Immunodiagnostic Products Anti-SARS-CoV-2 IgG Quantitative Reagent Pack used in combination with the VITROS Immunodiagnostic Products Anti- SARS-CoV-2 IgG Quantitative Calibrator* | IgG SARS-CoV-2 antibodies | serum (119364003^Serum specimen^SCT) plasma (119361006^Plasma specimen^SCT) | BAU/mL | 94505-5 | SARS-CoV-2 (COVID-19) IgG Ab [Units/volume] in Serum or Plasma by Immunoassay | 94505-5 | SARS-CoV-2 (COVID-19) IgG Ab [Units/volume] in Serum or Plasma by Immunoassay |  |  |  | VITROS Immunodiagnostic Products Anti-SARS-CoV-2 IgG Quantitative Reagent Pack used in combination with the VITROS Immunodiagnostic Products Anti- SARS-CoV-2 IgG Quantitative Calibrator_Ortho-Clinical Diagnostics, Inc. | EUA | VITROS ECi_Ortho-Clinical | MNI | SARS coronavirus 2 Ab.IgG | ACnc | Pt | Ser/Plas | Qn | IA | 20210721 | 2.69
Ortho-Clinical Diagnostics, Inc. | VITROS Immunodiagnostic Products Anti-SARS-CoV-2 IgG Quantitative Reagent Pack used in combination with the VITROS Immunodiagnostic Products Anti- SARS-CoV-2 IgG Quantitative Calibrator* | IgG SARS-CoV-2 antibodies | serum (119364003^Serum specimen^SCT) plasma (119361006^Plasma specimen^SCT) | BAU/mL | 94505-5 | SARS-CoV-2 (COVID-19) IgG Ab [Units/volume] in Serum or Plasma by Immunoassay | 94505-5 | SARS-CoV-2 (COVID-19) IgG Ab [Units/volume] in Serum or Plasma by Immunoassay |  |  |  | VITROS Immunodiagnostic Products Anti-SARS-CoV-2 IgG Quantitative Reagent Pack used in combination with the VITROS Immunodiagnostic Products Anti- SARS-CoV-2 IgG Quantitative Calibrator_Ortho-Clinical Diagnostics, Inc. | EUA | VITROS ECiQ_Ortho-Clinical | MNI | SARS coronavirus 2 Ab.IgG | ACnc | Pt | Ser/Plas | Qn | IA | 20210721 | 2.69
Ortho-Clinical Diagnostics, Inc. | VITROS Immunodiagnostic Products Anti-SARS-CoV-2 IgG Quantitative Reagent Pack used in combination with the VITROS Immunodiagnostic Products Anti- SARS-CoV-2 IgG Quantitative Calibrator* | IgG SARS-CoV-2 antibodies | serum (119364003^Serum specimen^SCT) plasma (119361006^Plasma specimen^SCT) | BAU/mL | 94505-5 | SARS-CoV-2 (COVID-19) IgG Ab [Units/volume] in Serum or Plasma by Immunoassay | 94505-5 | SARS-CoV-2 (COVID-19) IgG Ab [Units/volume] in Serum or Plasma by Immunoassay |  |  |  | VITROS Immunodiagnostic Products Anti-SARS-CoV-2 IgG Quantitative Reagent Pack used in combination with the VITROS Immunodiagnostic Products Anti- SARS-CoV-2 IgG Quantitative Calibrator_Ortho-Clinical Diagnostics, Inc. | EUA | VITROS 5600_Ortho-Clinical | MNI | SARS coronavirus 2 Ab.IgG | ACnc | Pt | Ser/Plas | Qn | IA | 20210721 | 2.69
Ortho-Clinical Diagnostics, Inc. | VITROS Immunodiagnostic Products Anti-SARS-CoV-2 IgG Quantitative Reagent Pack used in combination with the VITROS Immunodiagnostic Products Anti- SARS-CoV-2 IgG Quantitative Calibrator* | IgG SARS-CoV-2 antibodies | serum (119364003^Serum specimen^SCT) plasma (119361006^Plasma specimen^SCT) | BAU/mL | 94505-5 | SARS-CoV-2 (COVID-19) IgG Ab [Units/volume] in Serum or Plasma by Immunoassay | 94505-5 | SARS-CoV-2 (COVID-19) IgG Ab [Units/volume] in Serum or Plasma by Immunoassay |  |  |  | VITROS Immunodiagnostic Products Anti-SARS-CoV-2 IgG Quantitative Reagent Pack used in combination with the VITROS Immunodiagnostic Products Anti- SARS-CoV-2 IgG Quantitative Calibrator_Ortho-Clinical Diagnostics, Inc. | EUA | VITROS XT 7600_Ortho-Clinical | MNI | SARS coronavirus 2 Ab.IgG | ACnc | Pt | Ser/Plas | Qn | IA | 20210721 | 2.69
Ortho-Clinical Diagnostics, Inc. | VITROS Immunodiagnostic Products Anti-SARS-CoV-2 IgG Quantitative Reagent Pack used in combination with the VITROS Immunodiagnostic Products Anti- SARS-CoV-2 IgG Quantitative Calibrator* | IgG SARS-CoV-2 antibodies | serum (119364003^Serum specimen^SCT) plasma (119361006^Plasma specimen^SCT) | Non-reactive (negative) (260385009^Negative^SCT) Reactive (positive) (10828004^Positive^SCT) | 94563-4 | SARS-CoV-2 (COVID-19) IgG Ab [Presence] in Serum or Plasma by Immunoassay | 94505-5 | SARS-CoV-2 (COVID-19) IgG Ab [Units/volume] in Serum or Plasma by Immunoassay |  |  |  | VITROS Immunodiagnostic Products Anti-SARS-CoV-2 IgG Quantitative Reagent Pack used in combination with the VITROS Immunodiagnostic Products Anti- SARS-CoV-2 IgG Quantitative Calibrator_Ortho-Clinical Diagnostics, Inc. | EUA | VITROS 3600_Ortho-Clinical | MNI | SARS coronavirus 2 Ab.IgG | PrThr | Pt | Ser/Plas | Ord | IA | 20210721 | 2.69
Ortho-Clinical Diagnostics, Inc. | VITROS Immunodiagnostic Products Anti-SARS-CoV-2 IgG Quantitative Reagent Pack used in combination with the VITROS Immunodiagnostic Products Anti- SARS-CoV-2 IgG Quantitative Calibrator* | IgG SARS-CoV-2 antibodies | serum (119364003^Serum specimen^SCT) plasma (119361006^Plasma specimen^SCT) | Non-reactive (negative) (260385009^Negative^SCT) Reactive (positive) (10828004^Positive^SCT) | 94563-4 | SARS-CoV-2 (COVID-19) IgG Ab [Presence] in Serum or Plasma by Immunoassay | 94505-5 | SARS-CoV-2 (COVID-19) IgG Ab [Units/volume] in Serum or Plasma by Immunoassay |  |  |  | VITROS Immunodiagnostic Products Anti-SARS-CoV-2 IgG Quantitative Reagent Pack used in combination with the VITROS Immunodiagnostic Products Anti- SARS-CoV-2 IgG Quantitative Calibrator_Ortho-Clinical Diagnostics, Inc. | EUA | VITROS ECi_Ortho-Clinical | MNI | SARS coronavirus 2 Ab.IgG | PrThr | Pt | Ser/Plas | Ord | IA | 20210721 | 2.69
Ortho-Clinical Diagnostics, Inc. | VITROS Immunodiagnostic Products Anti-SARS-CoV-2 IgG Quantitative Reagent Pack used in combination with the VITROS Immunodiagnostic Products Anti- SARS-CoV-2 IgG Quantitative Calibrator* | IgG SARS-CoV-2 antibodies | serum (119364003^Serum specimen^SCT) plasma (119361006^Plasma specimen^SCT) | Non-reactive (negative) (260385009^Negative^SCT) Reactive (positive) (10828004^Positive^SCT) | 94563-4 | SARS-CoV-2 (COVID-19) IgG Ab [Presence] in Serum or Plasma by Immunoassay | 94505-5 | SARS-CoV-2 (COVID-19) IgG Ab [Units/volume] in Serum or Plasma by Immunoassay |  |  |  | VITROS Immunodiagnostic Products Anti-SARS-CoV-2 IgG Quantitative Reagent Pack used in combination with the VITROS Immunodiagnostic Products Anti- SARS-CoV-2 IgG Quantitative Calibrator_Ortho-Clinical Diagnostics, Inc. | EUA | VITROS ECiQ_Ortho-Clinical | MNI | SARS coronavirus 2 Ab.IgG | PrThr | Pt | Ser/Plas | Ord | IA | 20210721 | 2.69
Ortho-Clinical Diagnostics, Inc. | VITROS Immunodiagnostic Products Anti-SARS-CoV-2 IgG Quantitative Reagent Pack used in combination with the VITROS Immunodiagnostic Products Anti- SARS-CoV-2 IgG Quantitative Calibrator* | IgG SARS-CoV-2 antibodies | serum (119364003^Serum specimen^SCT) plasma (119361006^Plasma specimen^SCT) | Non-reactive (negative) (260385009^Negative^SCT) Reactive (positive) (10828004^Positive^SCT) | 94563-4 | SARS-CoV-2 (COVID-19) IgG Ab [Presence] in Serum or Plasma by Immunoassay | 94505-5 | SARS-CoV-2 (COVID-19) IgG Ab [Units/volume] in Serum or Plasma by Immunoassay |  |  |  | VITROS Immunodiagnostic Products Anti-SARS-CoV-2 IgG Quantitative Reagent Pack used in combination with the VITROS Immunodiagnostic Products Anti- SARS-CoV-2 IgG Quantitative Calibrator_Ortho-Clinical Diagnostics, Inc. | EUA | VITROS 5600_Ortho-Clinical | MNI | SARS coronavirus 2 Ab.IgG | PrThr | Pt | Ser/Plas | Ord | IA | 20210721 | 2.69
Ortho-Clinical Diagnostics, Inc. | VITROS Immunodiagnostic Products Anti-SARS-CoV-2 IgG Quantitative Reagent Pack used in combination with the VITROS Immunodiagnostic Products Anti- SARS-CoV-2 IgG Quantitative Calibrator* | IgG SARS-CoV-2 antibodies | serum (119364003^Serum specimen^SCT) plasma (119361006^Plasma specimen^SCT) | Non-reactive (negative) (260385009^Negative^SCT) Reactive (positive) (10828004^Positive^SCT) | 94563-4 | SARS-CoV-2 (COVID-19) IgG Ab [Presence] in Serum or Plasma by Immunoassay | 94505-5 | SARS-CoV-2 (COVID-19) IgG Ab [Units/volume] in Serum or Plasma by Immunoassay |  |  |  | VITROS Immunodiagnostic Products Anti-SARS-CoV-2 IgG Quantitative Reagent Pack used in combination with the VITROS Immunodiagnostic Products Anti- SARS-CoV-2 IgG Quantitative Calibrator_Ortho-Clinical Diagnostics, Inc. | EUA | VITROS XT 7600_Ortho-Clinical | MNI | SARS coronavirus 2 Ab.IgG | PrThr | Pt | Ser/Plas | Ord | IA | 20210721 | 2.69
Ortho-Clinical Diagnostics, Inc. | VITROS Immunodiagnostic Products Anti-SARS-CoV-2 IgG Reagent Pack* | IgG anti- SARS-CoV-2 | Serum (119364003^Serum specimen^SCT) | Specimen is non-reactive for anti-SARS-CoV-2 IgG (260385009^Negative^SCT) Specimen is reactive for anti-SARS-CoV-2 IgG (10828004^Positive^SCT) | 94563-4 | SARS coronavirus 2 IgG Ab [Presence] in Serum or Plasma by Immunoassay | 94563-4 | SARS coronavirus 2 IgG Ab [Presence] in Serum or Plasma by Immunoassay |  |  |  | VITROS Immunodiagnostic Products Anti-SARS-CoV-2 IgG Reagent Pack_Ortho-Clinical Diagnostics, Inc. | EUA | VITROS 3600_Ortho-Clinical | MNI | SARS coronavirus 2 Ab.IgG | PrThr | Pt | Ser/Plas | Ord | IA | 20210811 | 2.68
Ortho-Clinical Diagnostics, Inc. | VITROS Immunodiagnostic Products Anti-SARS-CoV-2 IgG Reagent Pack* | IgG anti- SARS-CoV-2 | Serum (119364003^Serum specimen^SCT) | Specimen is non-reactive for anti-SARS-CoV-2 IgG (260385009^Negative^SCT) Specimen is reactive for anti-SARS-CoV-2 IgG (10828004^Positive^SCT) | 94563-4 | SARS coronavirus 2 IgG Ab [Presence] in Serum or Plasma by Immunoassay | 94563-4 | SARS coronavirus 2 IgG Ab [Presence] in Serum or Plasma by Immunoassay |  |  |  | VITROS Immunodiagnostic Products Anti-SARS-CoV-2 IgG Reagent Pack_Ortho-Clinical Diagnostics, Inc. | EUA | VITROS 5600_Ortho-Clinical | MNI | SARS coronavirus 2 Ab.IgG | PrThr | Pt | Ser/Plas | Ord | IA | 20210811 | 2.68
Ortho-Clinical Diagnostics, Inc. | VITROS Immunodiagnostic Products Anti-SARS-CoV-2 IgG Reagent Pack* | IgG anti- SARS-CoV-2 | Serum (119364003^Serum specimen^SCT) | Specimen is non-reactive for anti-SARS-CoV-2 IgG (260385009^Negative^SCT) Specimen is reactive for anti-SARS-CoV-2 IgG (10828004^Positive^SCT) | 94563-4 | SARS coronavirus 2 IgG Ab [Presence] in Serum or Plasma by Immunoassay | 94563-4 | SARS coronavirus 2 IgG Ab [Presence] in Serum or Plasma by Immunoassay |  |  |  | VITROS Immunodiagnostic Products Anti-SARS-CoV-2 IgG Reagent Pack_Ortho-Clinical Diagnostics, Inc. | EUA | VITROS ECi_Ortho-Clinical | MNI | SARS coronavirus 2 Ab.IgG | PrThr | Pt | Ser/Plas | Ord | IA | 20210811 | 2.68
Ortho-Clinical Diagnostics, Inc. | VITROS Immunodiagnostic Products Anti-SARS-CoV-2 IgG Reagent Pack* | IgG anti- SARS-CoV-2 | Serum (119364003^Serum specimen^SCT) | Specimen is non-reactive for anti-SARS-CoV-2 IgG (260385009^Negative^SCT) Specimen is reactive for anti-SARS-CoV-2 IgG (10828004^Positive^SCT) | 94563-4 | SARS coronavirus 2 IgG Ab [Presence] in Serum or Plasma by Immunoassay | 94563-4 | SARS coronavirus 2 IgG Ab [Presence] in Serum or Plasma by Immunoassay |  |  |  | VITROS Immunodiagnostic Products Anti-SARS-CoV-2 IgG Reagent Pack_Ortho-Clinical Diagnostics, Inc. | EUA | VITROS ECiQ_Ortho-Clinical | MNI | SARS coronavirus 2 Ab.IgG | PrThr | Pt | Ser/Plas | Ord | IA | 20210811 | 2.68
Ortho-Clinical Diagnostics, Inc. | VITROS Immunodiagnostic Products Anti-SARS-CoV-2 IgG Reagent Pack* | IgG anti- SARS-CoV-2 | Serum (119364003^Serum specimen^SCT) | Specimen is non-reactive for anti-SARS-CoV-2 IgG (260385009^Negative^SCT) Specimen is reactive for anti-SARS-CoV-2 IgG (10828004^Positive^SCT) | 94563-4 | SARS coronavirus 2 IgG Ab [Presence] in Serum or Plasma by Immunoassay | 94563-4 | SARS coronavirus 2 IgG Ab [Presence] in Serum or Plasma by Immunoassay |  |  |  | VITROS Immunodiagnostic Products Anti-SARS-CoV-2 IgG Reagent Pack_Ortho-Clinical Diagnostics, Inc. | EUA | VITROS XT 7600_Ortho-Clinical | MNI | SARS coronavirus 2 Ab.IgG | PrThr | Pt | Ser/Plas | Ord | IA | 20210811 | 2.68
Ortho-Clinical Diagnostics, Inc. | VITROS Immunodiagnostic Products Anti-SARS-CoV-2 Total N Reagent Pack used in combination with the VITROS Immunodiagnostic Products Anti-SARS-CoV-2 Total N Antibody Calibrators | total SARS-CoV-2 antibodies | serum (119364003^Serum specimen^SCT) plasma (119361006^Plasma specimen^SCT) | Non-reactive (negative) (260385009^Negative^SCT) Reactive (positive) (10828004^Positive^SCT) | 94762-2 | SARS-CoV-2 (COVID-19) Ab [Presence] in Serum or Plasma by Immunoassay | 94762-2 | SARS-CoV-2 (COVID-19) Ab [Presence] in Serum or Plasma by Immunoassay |  |  |  | VITROS Immunodiagnostic Products Anti-SARS-CoV-2 Total N Reagent Pack used in combination with the VITROS Immunodiagnostic Products Anti-SARS-CoV-2 Total N Antibody Calibrators_Ortho-Clinical Diagnostics, Inc. | EUA | VITROS 3600_Ortho-Clinical | MNI | SARS coronavirus 2 Ab | PrThr | Pt | Ser/Plas | Ord | IA | 20210728 | 2.69
Ortho-Clinical Diagnostics, Inc. | VITROS Immunodiagnostic Products Anti-SARS-CoV-2 Total N Reagent Pack used in combination with the VITROS Immunodiagnostic Products Anti-SARS-CoV-2 Total N Antibody Calibrators | total SARS-CoV-2 antibodies | serum (119364003^Serum specimen^SCT) plasma (119361006^Plasma specimen^SCT) | Non-reactive (negative) (260385009^Negative^SCT) Reactive (positive) (10828004^Positive^SCT) | 94762-2 | SARS-CoV-2 (COVID-19) Ab [Presence] in Serum or Plasma by Immunoassay | 94762-2 | SARS-CoV-2 (COVID-19) Ab [Presence] in Serum or Plasma by Immunoassay |  |  |  | VITROS Immunodiagnostic Products Anti-SARS-CoV-2 Total N Reagent Pack used in combination with the VITROS Immunodiagnostic Products Anti-SARS-CoV-2 Total N Antibody Calibrators_Ortho-Clinical Diagnostics, Inc. | EUA | VITROS 5600_Ortho-Clinical | MNI | SARS coronavirus 2 Ab | PrThr | Pt | Ser/Plas | Ord | IA | 20210728 | 2.69
Ortho-Clinical Diagnostics, Inc. | VITROS Immunodiagnostic Products Anti-SARS-CoV-2 Total N Reagent Pack used in combination with the VITROS Immunodiagnostic Products Anti-SARS-CoV-2 Total N Antibody Calibrators | total SARS-CoV-2 antibodies | serum (119364003^Serum specimen^SCT) plasma (119361006^Plasma specimen^SCT) | Non-reactive (negative) (260385009^Negative^SCT) Reactive (positive) (10828004^Positive^SCT) | 94762-2 | SARS-CoV-2 (COVID-19) Ab [Presence] in Serum or Plasma by Immunoassay | 94762-2 | SARS-CoV-2 (COVID-19) Ab [Presence] in Serum or Plasma by Immunoassay |  |  |  | VITROS Immunodiagnostic Products Anti-SARS-CoV-2 Total N Reagent Pack used in combination with the VITROS Immunodiagnostic Products Anti-SARS-CoV-2 Total N Antibody Calibrators_Ortho-Clinical Diagnostics, Inc. | EUA | VITROS ECi_Ortho-Clinical | MNI | SARS coronavirus 2 Ab | PrThr | Pt | Ser/Plas | Ord | IA | 20210728 | 2.69
Ortho-Clinical Diagnostics, Inc. | VITROS Immunodiagnostic Products Anti-SARS-CoV-2 Total N Reagent Pack used in combination with the VITROS Immunodiagnostic Products Anti-SARS-CoV-2 Total N Antibody Calibrators | total SARS-CoV-2 antibodies | serum (119364003^Serum specimen^SCT) plasma (119361006^Plasma specimen^SCT) | Non-reactive (negative) (260385009^Negative^SCT) Reactive (positive) (10828004^Positive^SCT) | 94762-2 | SARS-CoV-2 (COVID-19) Ab [Presence] in Serum or Plasma by Immunoassay | 94762-2 | SARS-CoV-2 (COVID-19) Ab [Presence] in Serum or Plasma by Immunoassay |  |  |  | VITROS Immunodiagnostic Products Anti-SARS-CoV-2 Total N Reagent Pack used in combination with the VITROS Immunodiagnostic Products Anti-SARS-CoV-2 Total N Antibody Calibrators_Ortho-Clinical Diagnostics, Inc. | EUA | VITROS ECiQ_Ortho-Clinical | MNI | SARS coronavirus 2 Ab | PrThr | Pt | Ser/Plas | Ord | IA | 20210728 | 2.69
Ortho-Clinical Diagnostics, Inc. | VITROS Immunodiagnostic Products Anti-SARS-CoV-2 Total N Reagent Pack used in combination with the VITROS Immunodiagnostic Products Anti-SARS-CoV-2 Total N Antibody Calibrators | total SARS-CoV-2 antibodies | serum (119364003^Serum specimen^SCT) plasma (119361006^Plasma specimen^SCT) | Non-reactive (negative) (260385009^Negative^SCT) Reactive (positive) (10828004^Positive^SCT) | 94762-2 | SARS-CoV-2 (COVID-19) Ab [Presence] in Serum or Plasma by Immunoassay | 94762-2 | SARS-CoV-2 (COVID-19) Ab [Presence] in Serum or Plasma by Immunoassay |  |  |  | VITROS Immunodiagnostic Products Anti-SARS-CoV-2 Total N Reagent Pack used in combination with the VITROS Immunodiagnostic Products Anti-SARS-CoV-2 Total N Antibody Calibrators_Ortho-Clinical Diagnostics, Inc. | EUA | VITROS XT 7600_Ortho-Clinical | MNI | SARS coronavirus 2 Ab | PrThr | Pt | Ser/Plas | Ord | IA | 20210728 | 2.69
OSANG Healthcare | GeneFinder COVID-19 Plus RealAmp Kit | SARS-CoV-2 nucleic acids | anterior nasal swab (697989009^Anterior nares swab^SCT) Mid-turbinate nasal swabs(1293160008^Swab from middle region of inferior nasal meatus^SCT) nasopharyngeal swab (258500001^Nasopharyngeal swab^SCT) oropharyngeal swabs (258529004^Throat swab^SCT) BAL (258607008^Bronchoalveolar lavage fluid sample^SCT) sputum (119334006^Sputum specimen^SCT) | SARS-CoV-2 positive (260373001^Detected^SCT) SARS-CoV-2 negative (260415000^Not detected^SCT) SARS-CoV-2 presumptive positive (720735008^Presumptive positive^SCT) Invalid (455371000124106^Invalid result^SCT or 125154007^Specimen unsatisfactory for evaluation^SCT) | 94500-6 | SARS coronavirus 2 RNA [Presence] in Respiratory specimen by NAA with probe detection | 94531-1 | SARS coronavirus 2 RNA panel - Respiratory specimen by NAA with probe detection |  |  |  | GeneFinder COVID-19 Plus RealAmp Kit_OSANG Healthcare | EUA | ABI 7500 Real-Time PCR_Thermo Fisher | MNI | SARS coronavirus 2 RNA | PrThr | Pt | Respiratory | Ord | Probe.amp.tar | 20210929 | 2.68
OSANG Healthcare | GeneFinder COVID-19 Plus RealAmp Kit | SARS-CoV-2 nucleic acids | anterior nasal swab (697989009^Anterior nares swab^SCT) Mid-turbinate nasal swabs(1293160008^Swab from middle region of inferior nasal meatus^SCT) nasopharyngeal swab (258500001^Nasopharyngeal swab^SCT) oropharyngeal swabs (258529004^Throat swab^SCT) BAL (258607008^Bronchoalveolar lavage fluid sample^SCT) sputum (119334006^Sputum specimen^SCT) | SARS-CoV-2 positive (260373001^Detected^SCT) SARS-CoV-2 negative (260415000^Not detected^SCT) SARS-CoV-2 presumptive positive (720735008^Presumptive positive^SCT) Invalid (455371000124106^Invalid result^SCT or 125154007^Specimen unsatisfactory for evaluation^SCT) | 94500-6 | SARS coronavirus 2 RNA [Presence] in Respiratory specimen by NAA with probe detection | 94531-1 | SARS coronavirus 2 RNA panel - Respiratory specimen by NAA with probe detection |  |  |  | GeneFinder COVID-19 Plus RealAmp Kit_OSANG Healthcare | EUA | CFX96 Real-Time PCR System_BioRad | MNI | SARS coronavirus 2 RNA | PrThr | Pt | Respiratory | Ord | Probe.amp.tar | 20210929 | 2.68
OSANG Healthcare | GeneFinder COVID-19 Plus RealAmp Kit | SARS-CoV-2 nucleic acids | Nasal swab (445297001^Swab of internal nose^SCT) Mid-turbinate nasal swabs(1293160008^Swab from middle region of inferior nasal meatus^SCT) nasopharyngeal swab (258500001^Nasopharyngeal swab^SCT) oropharyngeal swabs (258529004^Throat swab^SCT) BAL (258607008^Bronchoalveolar lavage fluid sample^SCT) sputum (119334006^Sputum specimen^SCT) | SARS-CoV-2 positive (260373001^Detected^SCT) SARS-CoV-2 negative (260415000^Not detected^SCT) SARS-CoV-2 presumptive positive (720735008^Presumptive positive^SCT) Invalid (455371000124106^Invalid result^SCT or 125154007^Specimen unsatisfactory for evaluation^SCT) | 94500-6 | SARS coronavirus 2 RNA [Presence] in Respiratory specimen by NAA with probe detection | 94531-1 | SARS coronavirus 2 RNA panel - Respiratory specimen by NAA with probe detection |  |  |  | GeneFinder COVID-19 Plus RealAmp Kit_OSANG Healthcare | EUA | ABI 7500 FAST Real-Time PCR_Thermo Fisher | MNI | SARS coronavirus 2 RNA | PrThr | Pt | Respiratory | Ord | Probe.amp.tar | 20201202 | 2.68
OSANG LLC | OHC COVID-19 Antigen Self Test* | SARS-CoV-2 nucleocapsid protein antigen | anterior nasal (nares) swabs (697989009^Anterior nares swab^SCT) | COVID-19 POSITIVE (260373001^Detected^SCT) COVID-19 NEGATIVE (260415000^Not Detected^SCT) INVALID (455371000124106^Invalid result^SCT or 125154007^Specimen unsatisfactory for evaluation^SCT) | 97097-0 | SARS-CoV-2 (COVID-19) Ag [Presence] in Upper respiratory specimen by Rapid immunoassay | 97097-0 | SARS-CoV-2 (COVID-19) Ag [Presence] in Upper respiratory specimen by Rapid immunoassay | This test is also distributed under the brand name: • QuickFinder COVID-19 Antigen Self Test |  |  | OHC COVID-19 Antigen Self Test_OSANG LLC | EUA | No Equipment | NA | SARS coronavirus 2 Ag | PrThr | Pt | Respiratory.upper | Ord | IA.rapid | 20220824 | 2.70
OSANG LLC | OHC COVID-19 Antigen Self Test* | SARS-CoV-2 nucleocapsid protein antigen | anterior nasal (nares) swabs (697989009^Anterior nares swab^SCT) | COVID-19 POSITIVE (260373001^Detected^SCT) COVID-19 NEGATIVE (260415000^Not Detected^SCT) INVALID (455371000124106^Invalid result^SCT or 125154007^Specimen unsatisfactory for evaluation^SCT) | 97097-0 | SARS-CoV-2 (COVID-19) Ag [Presence] in Upper respiratory specimen by Rapid immunoassay | 97097-0 | SARS-CoV-2 (COVID-19) Ag [Presence] in Upper respiratory specimen by Rapid immunoassay |  |  |  | OHC COVID-19 Antigen Self Test_OSANG LLC | EUA | No Equipment | NA | SARS coronavirus 2 Ag | PrThr | Pt | Respiratory.upper | Ord | IA.rapid | 20220420 | 2.70
OSANG LLC | OHC COVID-19/Flu Antigen Test Pro | COVID-19 (SARS-CoV-2) | anterior nasal swabs (697989009^Anterior nares swab^SCT) | COVID-19 Positive (260373001^Detected^SCT) COVID-19 Negative (260415000^Not detected^SCT) Invalid (455371000124106^Invalid result^SCT or 125154007^Specimen unsatisfactory for evaluation^SCT) | 97097-0 | SARS-CoV-2 (COVID-19) Ag [Presence] in Upper respiratory specimen by Rapid immunoassay | 97099-6 | Influenza virus A and B and SARS-CoV-2 (COVID-19) Ag panel - Upper respiratory specimen by Rapid immunoassay |  |  |  | OHC COVID-19/Flu Antigen Test Pro_OSANG LLC | EUA | No Equipment | (NA) | SARS coronavirus 2 Ag | PrThr | Pt | Respiratory system specimen.upper | Ord | IA.rapid | 20240404 | 2.77
OSANG LLC | OHC COVID-19/Flu Antigen Test Pro | Flu A | anterior nasal swabs (697989009^Anterior nares swab^SCT) | Flu A Positive (260373001^Detected^SCT) Flu A Negative (260415000^Not detected^SCT) Invalid (455371000124106^Invalid result^SCT or 125154007^Specimen unsatisfactory for evaluation^SCT) | 80382-5 | Influenza virus A Ag [Presence] in Upper respiratory specimen by Rapid immunoassay | 97099-6 | Influenza virus A and B and SARS-CoV-2 (COVID-19) Ag panel - Upper respiratory specimen by Rapid immunoassay |  |  |  | OHC COVID-19/Flu Antigen Test Pro_OSANG LLC | EUA | No Equipment | (NA) | Influenza virus A Ag | PrThr | Pt | Respiratory system specimen.upper | Ord | IA.rapid | 20240404 | 2.77
OSANG LLC | OHC COVID-19/Flu Antigen Test Pro | Flu B | anterior nasal swabs (697989009^Anterior nares swab^SCT) | Flu B Positive (260373001^Detected^SCT) Flu B Negative (260415000^Not detected^SCT) Invalid (455371000124106^Invalid result^SCT or 125154007^Specimen unsatisfactory for evaluation^SCT) | 80383-3 | Influenza virus B Ag [Presence] in Upper respiratory specimen by Rapid immunoassay | 97099-6 | Influenza virus A and B and SARS-CoV-2 (COVID-19) Ag panel - Upper respiratory specimen by Rapid immunoassay |  |  |  | OHC COVID-19/Flu Antigen Test Pro_OSANG LLC | EUA | No Equipment | (NA) | Influenza virus B Ag | PrThr | Pt | Respiratory system specimen.upper | Ord | IA.rapid | 20240404 | 2.77
OSANG LLC | QuickFinder COVID-19/Flu Antigen Self Test | COVID-19 | anterior nares nasal swabs (697989009^Anterior nares swab^SCT) | COVID-19 Positive (260373001^Detected^SCT) COVID-19 Negative (260415000^Not detected^SCT) Invalid (455371000124106^Invalid result^SCT) | 97097-0 | SARS-CoV-2 (COVID-19) Ag [Presence] in Upper respiratory specimen by Rapid immunoassay | 97099-6 | Influenza virus A and B and SARS-CoV-2 (COVID-19) Ag panel - Upper respiratory specimen by Rapid immunoassay |  |  |  | QuickFinder COVID-19/Flu Antigen Self Test_OSANG LLC | EUA | No Equipment | (NA) | SARS coronavirus 2 Ag | PrThr | Pt | Respiratory system specimen.upper | Ord | IA.rapid | 20241114 | 2.78
OSANG LLC | QuickFinder COVID-19/Flu Antigen Self Test | Flu A | anterior nares nasal swabs (697989009^Anterior nares swab^SCT) | Influenza A Positive (260373001^Detected^SCT) Influenza A Negative (260415000^Not detected^SCT) Invalid (455371000124106^Invalid result^SCT) | 80382-5 | Influenza virus A Ag [Presence] in Upper respiratory specimen by Rapid immunoassay | 97099-6 | Influenza virus A and B and SARS-CoV-2 (COVID-19) Ag panel - Upper respiratory specimen by Rapid immunoassay |  |  |  | QuickFinder COVID-19/Flu Antigen Self Test_OSANG LLC | EUA | No Equipment | (NA) | Influenza virus A Ag | PrThr | Pt | Respiratory system specimen.upper | Ord | IA.rapid | 20241114 | 2.78
OSANG LLC | QuickFinder COVID-19/Flu Antigen Self Test | Flu B | anterior nares nasal swabs (697989009^Anterior nares swab^SCT) | Influenza B Positive (260373001^Detected^SCT) Influenza B Negative (260415000^Not detected^SCT) Invalid (455371000124106^Invalid result^SCT) | 80383-3 | Influenza virus B Ag [Presence] in Upper respiratory specimen by Rapid immunoassay | 97099-6 | Influenza virus A and B and SARS-CoV-2 (COVID-19) Ag panel - Upper respiratory specimen by Rapid immunoassay |  |  |  | QuickFinder COVID-19/Flu Antigen Self Test_OSANG LLC | EUA | No Equipment | (NA) | Influenza virus B Ag | PrThr | Pt | Respiratory system specimen.upper | Ord | IA.rapid | 20241114 | 2.78
P23 Labs | TaqPath SARS-CoV-2 Assay* | SARS-CoV-2 RNA | Anterior nasal swab (697989009^Anterior nares swab^SCT) Mid-turbinate nasal swabs(1293160008^Swab from middle region of inferior nasal meatus^SCT) nasopharyngeal swab (258500001^Nasopharyngeal swab^SCT) oropharyngeal swabs (258529004^Throat swab^SCT) nasopharyngeal wash (258467004^Nasopharyngeal washings^SCT) nasopharyngeal aspirate (258411007^Nasopharyngeal aspirate^SCT) nasal aspirate (429931000124105^Nasal aspirate specimen^SCT) BAL (258607008^Bronchoalveolar lavage fluid sample^SCT) | Positive(260373001^Detected^SCT) Negative (260415000^Not detected^SCT) Inconclusive (419984006^Inconclusive^SCT) | 94500-6 | SARS coronavirus 2 RNA [Presence] in Respiratory specimen by NAA with probe detection | 94500-6 | SARS coronavirus 2 RNA [Presence] in Respiratory specimen by NAA with probe detection |  |  |  | P23 Labs TaqPath SARS-CoV-2 Assay_P23 Labs, LLC. | EUA | 10190302015592 | DII | SARS coronavirus 2 RNA | PrThr | Pt | Respiratory | Ord | Probe.amp.tar | 20201118 | 2.68
P23 Labs | TaqPath SARS-CoV-2 Assay* | SARS-CoV-2 RNA | saliva (258560004^Oral saliva sample^SCT) | Positive(260373001^Detected^SCT) Negative (260415000^Not detected^SCT) Inconclusive (419984006^Inconclusive^SCT) | 94845-5 | SARS coronavirus 2 RNA [Presence] in Saliva (oral fluid) by NAA with probe detection | 94845-5 | SARS coronavirus 2 RNA [Presence] in Saliva (oral fluid) by NAA with probe detection |  |  |  | P23 Labs TaqPath SARS-CoV-2 Assay_P23 Labs, LLC. | EUA | 10190302015592 | DII | SARS coronavirus 2 RNA | PrThr | Pt | Saliva | Ord | Probe.amp.tar | 20201118 | 2.68
PathogenDx, Inc. | DetectX-Rv* | SARS-CoV-2 RNA | nasopharyngeal (NP) swabs (258500001^Nasopharyngeal swab^SCT) oropharyngeal (OP) swabs (258529004^Throat swab^SCT) mid-turbinate swabs (1293160008^Swab from middle region of inferior nasal meatus^SCT) anterior nasal swabs (697989009^Anterior nares swab^SCT) nasal aspirates (429931000124105^Nasal aspirate specimen^SCT) nasopharyngeal wash/aspirates (258467004^Nasopharyngeal washings^SCT or 258411007^Nasopharyngeal aspirate^SCT) bronchoalveolar lavage (BAL) specimens (258607008^Bronchoalveolar lavage fluid sample^SCT) | SARS-CoV-2 Positive (260373001^Detected^SCT) SARS-CoV-2 Negative (260415000^Not Detected^SCT) N/A (455371000124106^Invalid result^SCT or 125154007^Specimen unsatisfactory for evaluation^SCT) | 94533-7 | SARS-CoV-2 (COVID-19) N gene [Presence] in Respiratory specimen by NAA with probe detection | 94531-1 | SARS-CoV-2 (COVID-19) RNA panel - Respiratory specimen by NAA with probe detection |  |  |  | DetectX-Rv_PathogenDx, Inc. | EUA | SensoSpot Microarray Analyzer_Sensovation AG | MNI | SARS coronavirus 2 N gene | PrThr | Pt | Respiratory | Ord | Probe.amp.tar | 20210428 | 2.69
Patients Choice Laboratories, LLC | LDT: PCL SARS-CoV-2 Real-Time RT-PCR Assay* | SARS-CoV-2 Result | nasopharyngeal swab (258500001^Nasopharyngeal swab^SCT) oropharyngeal swab (258529004^Throat swab^SCT) | NA (455371000124106^Invalid result^SCT or 125154007^Specimen unsatisfactory for evaluation^SCT) SARS-CoV-2 Not Detected (260415000^Not Detected^SCT) SARS-CoV-2 Inconclusive (419984006^Inconclusive^SCT) Positive SARSCoV-2 (260373001^Detected^SCT) | 94500-6 | SARS-CoV-2 (COVID-19) RNA [Presence] in Respiratory specimen by NAA with probe detection | 94531-1 | SARS-CoV-2 (COVID-19) RNA panel - Respiratory specimen by NAA with probe detection |  |  |  | PCL SARS-CoV-2 Real-Time RT-PCR Assay_Patients Choice Laboratories, LLC | EUA | ABI QuantStudio 12K Flex_Thermo Fisher | MNI | SARS coronavirus 2 RNA | PrThr | Pt | Respiratory | Ord | Probe.amp.tar | 20200902 | 2.68
PerkinElmer | PerkinElmer New Coronavirus Nucleic Acid Detection Kit test* | SARS-CoV-2 Result Interpretation | Nasopharyngeal swab (NP) (258500001^Nasopharyngeal swab^SCT) Oropharyngeal swab (e.g., throat swab, OP) (258529004^Throat swab^SCT) Anterior nasal swab (697989009^Anterior nares swab^SCT) | SARS-CoV-2 detected (260373001^Detected^SCT) SARS-CoV-2 not detected (260415000^Not detected^SCT) Negative (895231008^Not Detected in Pooled Specimen^SCT) Invalid Result (455371000124106^Invalid result^SCT or 125154007^Specimen unsatisfactory for evaluation^SCT) | 94500-6 | SARS coronavirus 2 RNA [Presence] in Respiratory specimen by NAA with probe detection | 94531-1 | SARS coronavirus 2 RNA panel - Respiratory specimen by NAA with probe detection |  |  |  | PerkinElmer New Coronavirus Nucleic Acid Detection Kit_PerkinElmer, Inc. | EUA | ABI 7500 Real-Time PCR_Thermo Fisher | MNI | SARS coronavirus 2 RNA | PrThr | Pt | Respiratory | Ord | Probe.amp.tar | 20220727 | 2.68
PerkinElmer | PerkinElmer New Coronavirus Nucleic Acid Detection Kit test* | SARS-CoV-2 Result Interpretation | Nasopharyngeal swab (NP) (258500001^Nasopharyngeal swab^SCT) Oropharyngeal swab (e.g., throat swab, OP) (258529004^Throat swab^SCT) Anterior nasal swab (697989009^Anterior nares swab^SCT) | SARS-CoV-2 detected (260373001^Detected^SCT) SARS-CoV-2 not detected (260415000^Not detected^SCT) Negative (895231008^Not Detected in Pooled Specimen^SCT) Invalid Result (455371000124106^Invalid result^SCT or 125154007^Specimen unsatisfactory for evaluation^SCT) | 94500-6 | SARS coronavirus 2 RNA [Presence] in Respiratory specimen by NAA with probe detection | 94531-1 | SARS coronavirus 2 RNA panel - Respiratory specimen by NAA with probe detection |  |  |  | PerkinElmer New Coronavirus Nucleic Acid Detection Kit_PerkinElmer, Inc. | EUA | 10190302000222 | DII | SARS coronavirus 2 RNA | PrThr | Pt | Respiratory | Ord | Probe.amp.tar | 20220727 | 2.68
PerkinElmer | PerkinElmer New Coronavirus Nucleic Acid Detection Kit test* | SARS-CoV-2 Result Interpretation | Nasopharyngeal swab (NP) (258500001^Nasopharyngeal swab^SCT) Oropharyngeal swab (e.g., throat swab, OP) (258529004^Throat swab^SCT) Anterior nasal swab (697989009^Anterior nares swab^SCT) | SARS-CoV-2 detected (260373001^Detected^SCT) SARS-CoV-2 not detected (260415000^Not detected^SCT) Negative (895231008^Not Detected in Pooled Specimen^SCT) Invalid Result (455371000124106^Invalid result^SCT or 125154007^Specimen unsatisfactory for evaluation^SCT) | 94500-6 | SARS coronavirus 2 RNA [Presence] in Respiratory specimen by NAA with probe detection | 94531-1 | SARS coronavirus 2 RNA panel - Respiratory specimen by NAA with probe detection |  |  |  | PerkinElmer New Coronavirus Nucleic Acid Detection Kit_PerkinElmer, Inc. | EUA | ABI QuantStudio 3 Real-Time PCR_Thermo Fisher | MNI | SARS coronavirus 2 RNA | PrThr | Pt | Respiratory | Ord | Probe.amp.tar | 20220727 | 2.68
PerkinElmer | PerkinElmer New Coronavirus Nucleic Acid Detection Kit test* | SARS-CoV-2 Result Interpretation | Nasopharyngeal swab (NP) (258500001^Nasopharyngeal swab^SCT) Oropharyngeal swab (e.g., throat swab, OP) (258529004^Throat swab^SCT) Anterior nasal swab (697989009^Anterior nares swab^SCT) | SARS-CoV-2 detected (260373001^Detected^SCT) SARS-CoV-2 not detected (260415000^Not detected^SCT) Negative (895231008^Not Detected in Pooled Specimen^SCT) Invalid Result (455371000124106^Invalid result^SCT or 125154007^Specimen unsatisfactory for evaluation^SCT) | 94500-6 | SARS coronavirus 2 RNA [Presence] in Respiratory specimen by NAA with probe detection | 94531-1 | SARS coronavirus 2 RNA panel - Respiratory specimen by NAA with probe detection |  |  |  | PerkinElmer New Coronavirus Nucleic Acid Detection Kit_PerkinElmer, Inc. | EUA | 10190302015592 | DII | SARS coronavirus 2 RNA | PrThr | Pt | Respiratory | Ord | Probe.amp.tar | 20220727 | 2.68
PerkinElmer | PerkinElmer New Coronavirus Nucleic Acid Detection Kit test* | SARS-CoV-2 Result Interpretation | Nasopharyngeal swab (NP) (258500001^Nasopharyngeal swab^SCT) Oropharyngeal swab (e.g., throat swab, OP) (258529004^Throat swab^SCT) Anterior nasal swab (697989009^Anterior nares swab^SCT) | SARS-CoV-2 detected (260373001^Detected^SCT) SARS-CoV-2 not detected (260415000^Not detected^SCT) Negative (895231008^Not Detected in Pooled Specimen^SCT) Invalid Result (455371000124106^Invalid result^SCT or 125154007^Specimen unsatisfactory for evaluation^SCT) | 94500-6 | SARS coronavirus 2 RNA [Presence] in Respiratory specimen by NAA with probe detection | 94531-1 | SARS coronavirus 2 RNA panel - Respiratory specimen by NAA with probe detection |  |  |  | PerkinElmer New Coronavirus Nucleic Acid Detection Kit_PerkinElmer, Inc. | EUA | qTower3 G_Analytik Jena GmbH | MNI | SARS coronavirus 2 RNA | PrThr | Pt | Respiratory | Ord | Probe.amp.tar | 20220727 | 2.68
PerkinElmer | PerkinElmer New Coronavirus Nucleic Acid Detection Kit test* | SARS-CoV-2 Result Interpretation | Nasopharyngeal swab (NP) (258500001^Nasopharyngeal swab^SCT) Oropharyngeal swab (e.g., throat swab, OP) (258529004^Throat swab^SCT) Anterior nasal swab (697989009^Anterior nares swab^SCT) | SARS-CoV-2 detected (260373001^Detected^SCT) SARS-CoV-2 not detected (260415000^Not detected^SCT) Negative (895231008^Not Detected in Pooled Specimen^SCT) Invalid Result (455371000124106^Invalid result^SCT or 125154007^Specimen unsatisfactory for evaluation^SCT) | 94500-6 | SARS coronavirus 2 RNA [Presence] in Respiratory specimen by NAA with probe detection | 94531-1 | SARS coronavirus 2 RNA panel - Respiratory specimen by NAA with probe detection |  |  |  | PerkinElmer New Coronavirus Nucleic Acid Detection Kit_PerkinElmer, Inc. | EUA | qTower3_Analytik Jena GmbH | MNI | SARS coronavirus 2 RNA | PrThr | Pt | Respiratory | Ord | Probe.amp.tar | 20220727 | 2.68
PerkinElmer | PerkinElmer New Coronavirus Nucleic Acid Detection Kit test* | SARS-CoV-2 Result Interpretation | Nasopharyngeal swab (NP) (258500001^Nasopharyngeal swab^SCT) Oropharyngeal swab (e.g., throat swab, OP) (258529004^Throat swab^SCT) Anterior nasal swab (697989009^Anterior nares swab^SCT) | SARS-CoV-2 detected (260373001^Detected^SCT) SARS-CoV-2 not detected (260415000^Not detected^SCT) Negative (895231008^Not Detected in Pooled Specimen^SCT) Invalid Result (455371000124106^Invalid result^SCT or 125154007^Specimen unsatisfactory for evaluation^SCT) | 94500-6 | SARS coronavirus 2 RNA [Presence] in Respiratory specimen by NAA with probe detection | 94531-1 | SARS coronavirus 2 RNA panel - Respiratory specimen by NAA with probe detection |  |  |  | PerkinElmer New Coronavirus Nucleic Acid Detection Kit_PerkinElmer, Inc. | EUA | qTower3 84_Analytik Jena GmbH | MNI | SARS coronavirus 2 RNA | PrThr | Pt | Respiratory | Ord | Probe.amp.tar | 20220727 | 2.68
PerkinElmer | PerkinElmer New Coronavirus Nucleic Acid Detection Kit test* | SARS-CoV-2 Result Interpretation | Nasopharyngeal swab (NP) (258500001^Nasopharyngeal swab^SCT) Oropharyngeal swab (e.g., throat swab, OP) (258529004^Throat swab^SCT) Anterior nasal swab (697989009^Anterior nares swab^SCT) | SARS-CoV-2 detected (260373001^Detected^SCT) SARS-CoV-2 not detected (260415000^Not detected^SCT) Negative (895231008^Not Detected in Pooled Specimen^SCT) Invalid Result (455371000124106^Invalid result^SCT or 125154007^Specimen unsatisfactory for evaluation^SCT) | 94500-6 | SARS coronavirus 2 RNA [Presence] in Respiratory specimen by NAA with probe detection | 94531-1 | SARS coronavirus 2 RNA panel - Respiratory specimen by NAA with probe detection |  |  |  | PerkinElmer New Coronavirus Nucleic Acid Detection Kit_PerkinElmer, Inc. | EUA | qTower3 84 G_Analytik Jena GmbH | MNI | SARS coronavirus 2 RNA | PrThr | Pt | Respiratory | Ord | Probe.amp.tar | 20220727 | 2.68
PerkinElmer | PerkinElmer New Coronavirus Nucleic Acid Detection Kit test* | SARS-CoV-2 Result Interpretation | saliva (258560004^Oral saliva sample^SCT) | SARS-CoV-2 detected (260373001^Detected^SCT) SARS-CoV-2 not detected (260415000^Not detected^SCT) Invalid Result (455371000124106^Invalid result^SCT or 125154007^Specimen unsatisfactory for evaluation^SCT) | 94845-5 | SARS-CoV-2 (COVID-19) RNA [Presence] in Saliva (oral fluid) by NAA with probe detection | 95826-4 | SARS-CoV-2 (COVID-19) RNA panel - Saliva (oral fluid) by NAA with probe detection |  |  |  | PerkinElmer New Coronavirus Nucleic Acid Detection Kit_PerkinElmer, Inc. | EUA | ABI 7500 Real-Time PCR_Thermo Fisher | MNI | SARS coronavirus 2 RNA | PrThr | Pt | Saliva | Ord | Probe.amp.tar | 20220727 | 2.69
PerkinElmer | PerkinElmer New Coronavirus Nucleic Acid Detection Kit test* | SARS-CoV-2 Result Interpretation | saliva (258560004^Oral saliva sample^SCT) | SARS-CoV-2 detected (260373001^Detected^SCT) SARS-CoV-2 not detected (260415000^Not detected^SCT) Invalid Result (455371000124106^Invalid result^SCT or 125154007^Specimen unsatisfactory for evaluation^SCT) | 94845-5 | SARS-CoV-2 (COVID-19) RNA [Presence] in Saliva (oral fluid) by NAA with probe detection | 95826-4 | SARS-CoV-2 (COVID-19) RNA panel - Saliva (oral fluid) by NAA with probe detection |  |  |  | PerkinElmer New Coronavirus Nucleic Acid Detection Kit_PerkinElmer, Inc. | EUA | 10190302000222 | DII | SARS coronavirus 2 RNA | PrThr | Pt | Saliva | Ord | Probe.amp.tar | 20220727 | 2.69
PerkinElmer | PerkinElmer New Coronavirus Nucleic Acid Detection Kit test* | SARS-CoV-2 Result Interpretation | saliva (258560004^Oral saliva sample^SCT) | SARS-CoV-2 detected (260373001^Detected^SCT) SARS-CoV-2 not detected (260415000^Not detected^SCT) Invalid Result (455371000124106^Invalid result^SCT or 125154007^Specimen unsatisfactory for evaluation^SCT) | 94845-5 | SARS-CoV-2 (COVID-19) RNA [Presence] in Saliva (oral fluid) by NAA with probe detection | 95826-4 | SARS-CoV-2 (COVID-19) RNA panel - Saliva (oral fluid) by NAA with probe detection |  |  |  | PerkinElmer New Coronavirus Nucleic Acid Detection Kit_PerkinElmer, Inc. | EUA | ABI QuantStudio 3 Real-Time PCR_Thermo Fisher | MNI | SARS coronavirus 2 RNA | PrThr | Pt | Saliva | Ord | Probe.amp.tar | 20220727 | 2.69
PerkinElmer | PerkinElmer New Coronavirus Nucleic Acid Detection Kit test* | SARS-CoV-2 Result Interpretation | saliva (258560004^Oral saliva sample^SCT) | SARS-CoV-2 detected (260373001^Detected^SCT) SARS-CoV-2 not detected (260415000^Not detected^SCT) Invalid Result (455371000124106^Invalid result^SCT or 125154007^Specimen unsatisfactory for evaluation^SCT) | 94845-5 | SARS-CoV-2 (COVID-19) RNA [Presence] in Saliva (oral fluid) by NAA with probe detection | 95826-4 | SARS-CoV-2 (COVID-19) RNA panel - Saliva (oral fluid) by NAA with probe detection |  |  |  | PerkinElmer New Coronavirus Nucleic Acid Detection Kit_PerkinElmer, Inc. | EUA | 10190302015592 | DII | SARS coronavirus 2 RNA | PrThr | Pt | Saliva | Ord | Probe.amp.tar | 20220727 | 2.69
PerkinElmer | PerkinElmer New Coronavirus Nucleic Acid Detection Kit test* | SARS-CoV-2 Result Interpretation | saliva (258560004^Oral saliva sample^SCT) | SARS-CoV-2 detected (260373001^Detected^SCT) SARS-CoV-2 not detected (260415000^Not detected^SCT) Invalid Result (455371000124106^Invalid result^SCT or 125154007^Specimen unsatisfactory for evaluation^SCT) | 94845-5 | SARS-CoV-2 (COVID-19) RNA [Presence] in Saliva (oral fluid) by NAA with probe detection | 95826-4 | SARS-CoV-2 (COVID-19) RNA panel - Saliva (oral fluid) by NAA with probe detection |  |  |  | PerkinElmer New Coronavirus Nucleic Acid Detection Kit_PerkinElmer, Inc. | EUA | qTower3 G_Analytik Jena GmbH | MNI | SARS coronavirus 2 RNA | PrThr | Pt | Saliva | Ord | Probe.amp.tar | 20220727 | 2.69
PerkinElmer | PerkinElmer New Coronavirus Nucleic Acid Detection Kit test* | SARS-CoV-2 Result Interpretation | saliva (258560004^Oral saliva sample^SCT) | SARS-CoV-2 detected (260373001^Detected^SCT) SARS-CoV-2 not detected (260415000^Not detected^SCT) Invalid Result (455371000124106^Invalid result^SCT or 125154007^Specimen unsatisfactory for evaluation^SCT) | 94845-5 | SARS-CoV-2 (COVID-19) RNA [Presence] in Saliva (oral fluid) by NAA with probe detection | 95826-4 | SARS-CoV-2 (COVID-19) RNA panel - Saliva (oral fluid) by NAA with probe detection |  |  |  | PerkinElmer New Coronavirus Nucleic Acid Detection Kit_PerkinElmer, Inc. | EUA | qTower3_Analytik Jena GmbH | MNI | SARS coronavirus 2 RNA | PrThr | Pt | Saliva | Ord | Probe.amp.tar | 20220727 | 2.69
PerkinElmer | PerkinElmer New Coronavirus Nucleic Acid Detection Kit test* | SARS-CoV-2 Result Interpretation | saliva (258560004^Oral saliva sample^SCT) | SARS-CoV-2 detected (260373001^Detected^SCT) SARS-CoV-2 not detected (260415000^Not detected^SCT) Invalid Result (455371000124106^Invalid result^SCT or 125154007^Specimen unsatisfactory for evaluation^SCT) | 94845-5 | SARS-CoV-2 (COVID-19) RNA [Presence] in Saliva (oral fluid) by NAA with probe detection | 95826-4 | SARS-CoV-2 (COVID-19) RNA panel - Saliva (oral fluid) by NAA with probe detection |  |  |  | PerkinElmer New Coronavirus Nucleic Acid Detection Kit_PerkinElmer, Inc. | EUA | qTower3 84_Analytik Jena GmbH | MNI | SARS coronavirus 2 RNA | PrThr | Pt | Saliva | Ord | Probe.amp.tar | 20220727 | 2.69
PerkinElmer | PerkinElmer New Coronavirus Nucleic Acid Detection Kit test* | SARS-CoV-2 Result Interpretation | saliva (258560004^Oral saliva sample^SCT) | SARS-CoV-2 detected (260373001^Detected^SCT) SARS-CoV-2 not detected (260415000^Not detected^SCT) Invalid Result (455371000124106^Invalid result^SCT or 125154007^Specimen unsatisfactory for evaluation^SCT) | 94845-5 | SARS-CoV-2 (COVID-19) RNA [Presence] in Saliva (oral fluid) by NAA with probe detection | 95826-4 | SARS-CoV-2 (COVID-19) RNA panel - Saliva (oral fluid) by NAA with probe detection |  |  |  | PerkinElmer New Coronavirus Nucleic Acid Detection Kit_PerkinElmer, Inc. | EUA | qTower3 84 G_Analytik Jena GmbH | MNI | SARS coronavirus 2 RNA | PrThr | Pt | Saliva | Ord | Probe.amp.tar | 20220727 | 2.69
PerkinElmer Genomics | LDT: PerkinElmer SARS-CoV-2 RT-qPCR Reagent Kit* | SARS-CoV-2 Results Interpretation | oropharyngeal swab (258529004^Throat swab^SCT) nasopharyngeal swab (258500001^Nasopharyngeal swab^SCT) anterior nasal swab (697989009^Anterior nares swab^SCT) | SARS-CoV-2 not detected (260415000^Not Detected^SCT) SARS-CoV-2 detected (260373001^Detected^SCT) Invalid result (455371000124106^Invalid result^SCT or 125154007^Specimen unsatisfactory for evaluation^SCT) | 94500-6 | SARS-CoV-2 (COVID-19) RNA [Presence] in Respiratory specimen by NAA with probe detection | 94531-1 | SARS-CoV-2 (COVID-19) RNA panel - Respiratory specimen by NAA with probe detection | Testing is limited to PerkinElmer Genomics, 250 Industry Drive, Pittsburgh, PA (PKIG) which is certified under the Clinical Laboratory Improvement Amendments of 1988 (CLIA), 42 U.S.C. §263a, and meets requirements to perform high complexity tests. |  |  | PerkinElmer SARS-CoV-2 RT-qPCR Reagent Kit_PerkinElmer Genomics | EUA | CFX384 Real-Time PCR_BioRad | MNI | SARS coronavirus 2 RNA | PrThr | Pt | Respiratory | Ord | Probe.amp.tar | 20210414 | 2.69
PerkinElmer, Inc. | PKamp Respiratory SARS-CoV-2 RT-PCR Panel 1* | SARS-CoV-2 RNA | anterior nasal (697989009^Anterior nares swab^SCT) midturbinate (1293160008^Swab from middle region of inferior nasal meatus^SCT) NP swab (258500001^Nasopharyngeal swab^SCT) | Positive (260373001^Detected^SCT) Presumptive Positive (720735008^Presumptive positive^SCT) Negative (260415000^Not Detected^SCT) Invalid (455371000124106^Invalid result^SCT or 125154007^Specimen unsatisfactory for evaluation^SCT) | 94500-6 | SARS-CoV-2 (COVID-19) RNA [Presence] in Respiratory specimen by NAA with probe detection | 95941-1 | Influenza virus A and B and SARS-CoV-2 (COVID-19) and Respiratory syncytial virus RNA panel - Respiratory specimen by NAA with probe detection |  |  |  | PKamp Respiratory SARS-CoV-2 RT-PCR Panel 1_PerkinElmer, Inc. | EUA | ABI QuantStudio Dx_Thermo Fisher | MNI | SARS coronavirus 2 RNA | PrThr | Pt | Respiratory | Ord | Probe.amp.tar | 20211013 | 2.69
PerkinElmer, Inc. | PKamp Respiratory SARS-CoV-2 RT-PCR Panel 1* | influenza A RNA | anterior nasal (697989009^Anterior nares swab^SCT) midturbinate (1293160008^Swab from middle region of inferior nasal meatus^SCT) NP swab (258500001^Nasopharyngeal swab^SCT) | Positive (260373001^Detected^SCT) Presumptive Positive (720735008^Presumptive positive^SCT) Negative (260415000^Not Detected^SCT) Invalid (455371000124106^Invalid result^SCT or 125154007^Specimen unsatisfactory for evaluation^SCT) | 85477-8 | Influenza virus A RNA [Presence] in Upper respiratory specimen by NAA with probe detection | 95941-1 | Influenza virus A and B and SARS-CoV-2 (COVID-19) and Respiratory syncytial virus RNA panel - Respiratory specimen by NAA with probe detection |  |  |  | PKamp Respiratory SARS-CoV-2 RT-PCR Panel 1_PerkinElmer, Inc. | EUA | ABI QuantStudio Dx_Thermo Fisher | MNI | Influenza virus A RNA | PrThr | Pt | Respiratory.upper | Ord | Probe.amp.tar | 20211013 | 2.68
PerkinElmer, Inc. | PKamp Respiratory SARS-CoV-2 RT-PCR Panel 1* | influenza B RNA | anterior nasal (697989009^Anterior nares swab^SCT) midturbinate (1293160008^Swab from middle region of inferior nasal meatus^SCT) NP swab (258500001^Nasopharyngeal swab^SCT) | Positive (260373001^Detected^SCT) Presumptive Positive (720735008^Presumptive positive^SCT) Negative (260415000^Not Detected^SCT) Invalid (455371000124106^Invalid result^SCT or 125154007^Specimen unsatisfactory for evaluation^SCT) | 85478-6 | Influenza virus B RNA [Presence] in Upper respiratory specimen by NAA with probe detection | 95941-1 | Influenza virus A and B and SARS-CoV-2 (COVID-19) and Respiratory syncytial virus RNA panel - Respiratory specimen by NAA with probe detection |  |  |  | PKamp Respiratory SARS-CoV-2 RT-PCR Panel 1_PerkinElmer, Inc. | EUA | ABI QuantStudio Dx_Thermo Fisher | MNI | Influenza virus B RNA | PrThr | Pt | Respiratory.upper | Ord | Probe.amp.tar | 20211013 | 2.68
PerkinElmer, Inc. | PKamp Respiratory SARS-CoV-2 RT-PCR Panel 1* | RSV RNA | anterior nasal (697989009^Anterior nares swab^SCT) midturbinate (1293160008^Swab from middle region of inferior nasal meatus^SCT) NP swab (258500001^Nasopharyngeal swab^SCT) | Positive (260373001^Detected^SCT) Presumptive Positive (720735008^Presumptive positive^SCT) Negative (260415000^Not Detected^SCT) Invalid (455371000124106^Invalid result^SCT or 125154007^Specimen unsatisfactory for evaluation^SCT) | 85479-4 | Respiratory syncytial virus RNA [Presence] in Upper respiratory specimen by NAA with probe detection | 95941-1 | Influenza virus A and B and SARS-CoV-2 (COVID-19) and Respiratory syncytial virus RNA panel - Respiratory specimen by NAA with probe detection |  |  |  | PKamp Respiratory SARS-CoV-2 RT-PCR Panel 1_PerkinElmer, Inc. | EUA | ABI QuantStudio Dx_Thermo Fisher | MNI | Respiratory syncytial virus RNA | PrThr | Pt | Respiratory.upper | Ord | Probe.amp.tar | 20211013 | 2.68
PerkinElmer, Inc. | PKamp Respiratory SARS-CoV-2 RT-PCR Panel 1* | SARS-CoV-2 RNA | anterior nasal (697989009^Anterior nares swab^SCT) midturbinate (1293160008^Swab from middle region of inferior nasal meatus^SCT) NP swab (258500001^Nasopharyngeal swab^SCT) | Positive (260373001^Detected^SCT) Presumptive Positive (720735008^Presumptive positive^SCT) Negative (260415000^Not Detected^SCT) Invalid (455371000124106^Invalid result^SCT or 125154007^Specimen unsatisfactory for evaluation^SCT) | 94500-6 | SARS-CoV-2 (COVID-19) RNA [Presence] in Respiratory specimen by NAA with probe detection | 95941-1 | Influenza virus A and B and SARS-CoV-2 (COVID-19) and Respiratory syncytial virus RNA panel - Respiratory specimen by NAA with probe detection |  |  |  | PKamp Respiratory SARS-CoV-2 RT-PCR Panel 1_PerkinElmer, Inc. | EUA | CFX96 Touch Real-Time PCR System_BioRad | MNI | SARS coronavirus 2 RNA | PrThr | Pt | Respiratory | Ord | Probe.amp.tar | 20211013 | 2.69
PerkinElmer, Inc. | PKamp Respiratory SARS-CoV-2 RT-PCR Panel 1* | influenza A RNA | anterior nasal (697989009^Anterior nares swab^SCT) midturbinate (1293160008^Swab from middle region of inferior nasal meatus^SCT) NP swab (258500001^Nasopharyngeal swab^SCT) | Positive (260373001^Detected^SCT) Presumptive Positive (720735008^Presumptive positive^SCT) Negative (260415000^Not Detected^SCT) Invalid (455371000124106^Invalid result^SCT or 125154007^Specimen unsatisfactory for evaluation^SCT) | 85477-8 | Influenza virus A RNA [Presence] in Upper respiratory specimen by NAA with probe detection | 95941-1 | Influenza virus A and B and SARS-CoV-2 (COVID-19) and Respiratory syncytial virus RNA panel - Respiratory specimen by NAA with probe detection |  |  |  | PKamp Respiratory SARS-CoV-2 RT-PCR Panel 1_PerkinElmer, Inc. | EUA | CFX96 Touch Real-Time PCR System_BioRad | MNI | Influenza virus A RNA | PrThr | Pt | Respiratory.upper | Ord | Probe.amp.tar | 20211013 | 2.68
PerkinElmer, Inc. | PKamp Respiratory SARS-CoV-2 RT-PCR Panel 1* | influenza B RNA | anterior nasal (697989009^Anterior nares swab^SCT) midturbinate (1293160008^Swab from middle region of inferior nasal meatus^SCT) NP swab (258500001^Nasopharyngeal swab^SCT) | Positive (260373001^Detected^SCT) Presumptive Positive (720735008^Presumptive positive^SCT) Negative (260415000^Not Detected^SCT) Invalid (455371000124106^Invalid result^SCT or 125154007^Specimen unsatisfactory for evaluation^SCT) | 85478-6 | Influenza virus B RNA [Presence] in Upper respiratory specimen by NAA with probe detection | 95941-1 | Influenza virus A and B and SARS-CoV-2 (COVID-19) and Respiratory syncytial virus RNA panel - Respiratory specimen by NAA with probe detection |  |  |  | PKamp Respiratory SARS-CoV-2 RT-PCR Panel 1_PerkinElmer, Inc. | EUA | CFX96 Touch Real-Time PCR System_BioRad | MNI | Influenza virus B RNA | PrThr | Pt | Respiratory.upper | Ord | Probe.amp.tar | 20211013 | 2.68
PerkinElmer, Inc. | PKamp Respiratory SARS-CoV-2 RT-PCR Panel 1* | RSV RNA | anterior nasal (697989009^Anterior nares swab^SCT) midturbinate (1293160008^Swab from middle region of inferior nasal meatus^SCT) NP swab (258500001^Nasopharyngeal swab^SCT) | Positive (260373001^Detected^SCT) Presumptive Positive (720735008^Presumptive positive^SCT) Negative (260415000^Not Detected^SCT) Invalid (455371000124106^Invalid result^SCT or 125154007^Specimen unsatisfactory for evaluation^SCT) | 85479-4 | Respiratory syncytial virus RNA [Presence] in Upper respiratory specimen by NAA with probe detection | 95941-1 | Influenza virus A and B and SARS-CoV-2 (COVID-19) and Respiratory syncytial virus RNA panel - Respiratory specimen by NAA with probe detection |  |  |  | PKamp Respiratory SARS-CoV-2 RT-PCR Panel 1_PerkinElmer, Inc. | EUA | CFX96 Touch Real-Time PCR System_BioRad | MNI | Respiratory syncytial virus RNA | PrThr | Pt | Respiratory.upper | Ord | Probe.amp.tar | 20211013 | 2.68
Pfizer Inc. | Lucira CHECK-IT COVID-19 Test Kit* | SARS-CoV-2 RNA Result Interpretation | anterior nasal (nasal) swab (697989009^Anterior nares swab^SCT) | COVID-19 Positive (260373001^Detected^SCT) COVID-19 Negative (260415000^Not Detected^SCT) Invalid Result (455371000124106^Invalid result^SCT or 125154007^Specimen unsatisfactory for evaluation^SCT) | 96986-5 | SARS-CoV-2 (COVID-19) N gene [Presence] in Nose by NAA with non-probe detection | 96986-5 | SARS-CoV-2 (COVID-19) N gene [Presence] in Nose by NAA with non-probe detection |  |  |  | Lucira CHECK-IT COVID-19 Test Kit_Pfizer Inc. | EUA | No Equipment | NA | SARS coronavirus 2 N gene | PrThr | Pt | Nose | Ord | Non-probe.amp.tar | 20230727 | 2.74
Pfizer Inc. | Lucira COVID-19 All-In-One Test Kit | SARS-CoV-2 Result Interpretation | nasal swab (445297001^Swab of internal nose^SCT) | COVID-19 Positive (260373001^Detected^SCT) COVID-19 Negative (260415000^Not Detected^SCT) Invalid Result (455371000124106^Invalid result^SCT or 125154007^Specimen unsatisfactory for evaluation^SCT) | 96986-5 | SARS-CoV-2 (COVID-19) N gene [Presence] in Nose by NAA with non-probe detection | 96986-5 | SARS-CoV-2 (COVID-19) N gene [Presence] in Nose by NAA with non-probe detection |  |  |  | Lucira COVID-19 All-In-One Test Kit_Pfizer Inc. | EUA | No Equipment | NA | SARS coronavirus 2 N gene | PrThr | Pt | Nose | Ord | Non-probe.amp.tar | 20230727 | 2.74
Pfizer Inc. | Lucira by Pfizer COVID-19 & Flu Home Test | COVID | anterior nasal (nares) swab (697989009^Anterior nares swab^SCT) | COVID Positive (260373001^Detected^SCT) COVID Negative (260415000^Not Detected^SCT) Invalid (455371000124106^Invalid result^SCT or 125154007^Specimen unsatisfactory for evaluation^SCT) | 95608-6 | SARS-CoV-2 (COVID-19) RNA [Presence] in Respiratory specimen by NAA with non-probe detection | 100972-9 | Influenza virus A & Influenza virus B & SARS coronavirus 2 RNA panel - Nose by NAA with non-probe detection |  |  |  | Lucira by Pfizer COVID-19 & Flu Home Test_Pfizer Inc. | EUA | No Equipment | (NA) | SARS coronavirus 2 RNA | PrThr | Pt | Respiratory | Ord | Non-probe.amp.tar | 20230727 | 2.69
Pfizer Inc. | Lucira by Pfizer COVID-19 & Flu Home Test | Flu A | anterior nasal (nares) swab (697989009^Anterior nares swab^SCT) | Flu A Positive (260373001^Detected^SCT) Flu A Negative (260415000^Not Detected^SCT) Invalid (455371000124106^Invalid result^SCT or 125154007^Specimen unsatisfactory for evaluation^SCT) | 100973-7 | Influenza virus A RNA [Presence] in Nose by NAA with non-probe detection | 100972-9 | Influenza virus A & Influenza virus B & SARS coronavirus 2 RNA panel - Nose by NAA with non-probe detection |  |  |  | Lucira by Pfizer COVID-19 & Flu Home Test_Pfizer Inc. | EUA | No Equipment | (NA) | Influenza virus A RNA | PrThr | Pt | Nose | Ord | Non-probe.amp.tar | 20230727 | 2.74
Pfizer Inc. | Lucira by Pfizer COVID-19 & Flu Home Test | Flu B | anterior nasal (nares) swab (697989009^Anterior nares swab^SCT) | Flu B Positive (260373001^Detected^SCT) Flu B Negative (260415000^Not Detected^SCT) Invalid (455371000124106^Invalid result^SCT or 125154007^Specimen unsatisfactory for evaluation^SCT) | 100974-5 | Influenza virus B RNA [Presence] in Nose by NAA with non-probe detection | 100972-9 | Influenza virus A & Influenza virus B & SARS coronavirus 2 RNA panel - Nose by NAA with non-probe detection |  |  |  | Lucira by Pfizer COVID-19 & Flu Home Test_Pfizer Inc. | EUA | No Equipment | (NA) | Influenza virus B RNA | PrThr | Pt | Nose | Ord | Non-probe.amp.tar | 20230727 | 2.74
Pfizer Inc. | Lucira by Pfizer COVID-19 & Flu Test | COVID-19 | anterior nasal (nares) swab (697989009^Anterior nares swab^SCT) | COVID-19 Positive (260373001^Detected^SCT) COVID-19 Negative (260415000^Not Detected^SCT) Invalid (455371000124106^Invalid result^SCT or 125154007^Specimen unsatisfactory for evaluation^SCT) | 95608-6 | SARS-CoV-2 (COVID-19) RNA [Presence] in Respiratory specimen by NAA with non-probe detection | 100972-9 | Influenza virus A & Influenza virus B & SARS coronavirus 2 RNA panel - Nose by NAA with non-probe detection |  |  |  | Lucira by Pfizer COVID-19 & Flu Test_Pfizer Inc. | EUA | No Equipment | NA | SARS coronavirus 2 RNA | PrThr | Pt | Respiratory | Ord | Non-probe.amp.tar | 20230727 | 2.69
Pfizer Inc. | Lucira by Pfizer COVID-19 & Flu Test | Flu A | anterior nasal (nares) swab (697989009^Anterior nares swab^SCT) | Flu A Positive (260373001^Detected^SCT) Flu A Negative (260415000^Not Detected^SCT) Invalid (455371000124106^Invalid result^SCT or 125154007^Specimen unsatisfactory for evaluation^SCT) | 100973-7 | Influenza virus A RNA [Presence] in Nose by NAA with non-probe detection | 100972-9 | Influenza virus A & Influenza virus B & SARS coronavirus 2 RNA panel - Nose by NAA with non-probe detection |  |  |  | Lucira by Pfizer COVID-19 & Flu Test_Pfizer Inc. | EUA | No Equipment | NA | Influenza virus A RNA | PrThr | Pt | Nose | Ord | Non-probe.amp.tar | 20230727 | 2.74
Pfizer Inc. | Lucira by Pfizer COVID-19 & Flu Test | Flu B | anterior nasal (nares) swab (697989009^Anterior nares swab^SCT) | Flu B Positive (260373001^Detected^SCT) Flu B Negative (260415000^Not Detected^SCT) Invalid (455371000124106^Invalid result^SCT or 125154007^Specimen unsatisfactory for evaluation^SCT) | 100974-5 | Influenza virus B RNA [Presence] in Nose by NAA with non-probe detection | 100972-9 | Influenza virus A & Influenza virus B & SARS coronavirus 2 RNA panel - Nose by NAA with non-probe detection |  |  |  | Lucira by Pfizer COVID-19 & Flu Test_Pfizer Inc. | EUA | No Equipment | NA | Influenza virus B RNA | PrThr | Pt | Nose | Ord | Non-probe.amp.tar | 20230727 | 2.74
Phadia AB | EliA SARS-CoV-2-Sp1 IgG Test* | EliA SARS-CoV-2-Sp1 IgG | serum (119364003^Serum specimen^SCT) plasma (119361006^Plasma specimen^SCT) | EliA U/mL | 94505-5 | SARS-CoV-2 (COVID-19) IgG Ab [Units/volume] in Serum or Plasma by Immunoassay | 94505-5 | SARS-CoV-2 (COVID-19) IgG Ab [Units/volume] in Serum or Plasma by Immunoassay |  |  |  | EliA SARS-CoV-2-Sp1 IgG Test_Phadia AB | EUA | Phadia 250 instrument_Phadia AB | MNI | SARS coronavirus 2 Ab.IgG | ACnc | Pt | Ser/Plas | Qn | IA | 20210120 | 2.68
Phadia AB | EliA SARS-CoV-2-Sp1 IgG Test* | EliA SARS-CoV-2-Sp1 IgG | serum (119364003^Serum specimen^SCT) plasma (119361006^Plasma specimen^SCT) | Negative (260385009^Negative^SCT) Equivocal (42425007^Equivocal^SCT) Positive, numeric value within the measuring interval (10828004^Positive^SCT) Positive, > 204 EliA U/mL (10828004^Positive^SCT) | 94563-4 | SARS-CoV-2 (COVID-19) IgG Ab [Presence] in Serum or Plasma by Immunoassay | 94505-5 | SARS-CoV-2 (COVID-19) IgG Ab [Units/volume] in Serum or Plasma by Immunoassay |  |  |  | EliA SARS-CoV-2-Sp1 IgG Test_Phadia AB | EUA | Phadia 250 instrument_Phadia AB | MNI | SARS coronavirus 2 Ab.IgG | PrThr | Pt | Ser/Plas | Ord | IA | 20210120 | 2.68
PHASE Scientific International, Ltd. | INDICAID COVID-19 Rapid Antigen Test* | SARS-CoV-2 nucleocapsid protein antigen Result Interpretation | anterior nasal (nares) swab (697989009^Anterior nares swab^SCT) | Positive (260373001^Detected^SCT) Negative (260415000^Not Detected^SCT) Invalid (455371000124106^Invalid result^SCT or 125154007^Specimen unsatisfactory for evaluation^SCT) | 97097-0 | SARS-CoV-2 (COVID-19) Ag [Presence] in Upper respiratory specimen by Rapid immunoassay | 97097-0 | SARS-CoV-2 (COVID-19) Ag [Presence] in Upper respiratory specimen by Rapid immunoassay |  |  |  | INDICAID COVID-19 Rapid Antigen Test_PHASE Scientific International, Ltd. | EUA | No Equipment | NA | SARS coronavirus 2 Ag | PrThr | Pt | Respiratory.upper | Ord | IA.rapid | 20210825 | 2.70
PHASE Scientific International, Ltd. | INDICAID COVID-19 Rapid Antigen At-Home Test* | SARS-CoV-2 nucleocapsid protein antigen | anterior nasal (nares) samples (697989009^Anterior nares swab^SCT) | Positive Result (260373001^D(260415000^Not Detected^SCT)etected^SCT) Negative Result Invalid Result (455371000124106^Invalid result^SCT or 125154007^Specimen unsatisfactory for evaluation^SCT) | 97097-0 | SARS-CoV-2 (COVID-19) Ag [Presence] in Upper respiratory specimen by Rapid immunoassay | 97097-0 | SARS-CoV-2 (COVID-19) Ag [Presence] in Upper respiratory specimen by Rapid immunoassay |  |  |  | INDICAID COVID-19 Rapid Antigen At-Home Test_PHASE Scientific International, Ltd. | EUA | No Equipment | NA | SARS coronavirus 2 Ag | PrThr | Pt | Respiratory.upper | Ord | IA.rapid | 20220323 | 2.70
Phosphorus Diagnostics LLC | Phosphorus COVID-19 RT-qPCR Test | SARS-CoV-2 RNA Result Interpretation | oropharyngeal (throat) swabs (258529004^Throat swab^SCT) nasopharyngeal swabs (258500001^Nasopharyngeal swab^SCT) anterior nasal swabs (697989009^Anterior nares swab^SCT) mid-turbinate nasal swabs (1293160008^Swab from middle region of inferior nasal meatus^SCT) nasopharyngeal washes/aspirates (258467004^Nasopharyngeal washings^SCT or 258411007^Nasopharyngeal aspirate^SCT) nasal aspirates (429931000124105^Nasal aspirate specimen^SCT) bronchoalveolar lavage (BAL) specimens (258607008^Bronchoalveolar lavage fluid sample^SCT) | Positive (260373001^Detected^SCT) Negative (260415000^Not detected^SCT) Inconclusive (419984006^Inconclusive^SCT) Invalid (455371000124106^Invalid result^SCT) | 94533-7 | SARS-CoV-2 (COVID-19) N gene [Presence] in Respiratory specimen by NAA with probe detection | 94533-7 | SARS-CoV-2 (COVID-19) N gene [Presence] in Respiratory specimen by NAA with probe detection | This test is also distributed under the brand name: • Wheeler Labs COVID-19 RT-qPCR Test Testing is limited to Phosphorus Diagnostics LLC in Secaucus, NJ |  |  | Phosphorus COVID-19 RT-qPCR Test_Phosphorus Diagnostics LLC | EUA | CFX96 Touch Real-Time PCR System_BioRad | MNI | SARS coronavirus 2 N gene | PrThr | Pt | Respiratory | Ord | Probe.amp.tar | 20220727 | 2.68
Phosphorus Diagnostics LLC | Phosphorus COVID-19 RT-qPCR Test | SARS-CoV-2 RNA Result Interpretation | saliva (258560004^Oral saliva sample^SCT) | Positive (260373001^Detected^SCT) Negative (260415000^Not detected^SCT) Inconclusive (419984006^Inconclusive^SCT) Invalid (455371000124106^Invalid result^SCT) | 95425-5 | SARS-CoV-2 (COVID-19) N gene [Presence] in Saliva (oral fluid) by NAA with probe detection | 95425-5 | SARS-CoV-2 (COVID-19) N gene [Presence] in Saliva (oral fluid) by NAA with probe detection | This test is also distributed under the brand name: • Wheeler Labs COVID-19 RT-qPCR Test Testing is limited to Phosphorus Diagnostics LLC in Secaucus, NJ |  |  | Phosphorus COVID-19 RT-qPCR Test_Phosphorus Diagnostics LLC | EUA | CFX384 Touch Real-Time PCR_BioRad | MNI | SARS coronavirus 2 N gene | PrThr | Pt | Saliva | Ord | Probe.amp.tar | 20230308 | 2.74
Phosphorus Diagnostics LLC | LDT: Phosphorous COVID19 RT-qPCR Test DTC* | SARS-CoV-2 RNA Result Interpretation | saliva specimens (258560004^Oral saliva sample^SCT) | SARS-CoV-2 detected (260373001^Detected^SCT) Inconclusive results (419984006^Inconclusive^SCT) SARS-CoV-2 not detected (260415000^Not Detected^SCT) Invalid results (455371000124106^Invalid result^SCT or 125154007^Specimen unsatisfactory for evaluation^SCT) | 94845-5 | SARS-CoV-2 (COVID-19) RNA [Presence] in Saliva (oral fluid) by NAA with probe detection | 95826-4 | SARS-CoV-2 (COVID-19) RNA panel - Saliva (oral fluid) by NAA with probe detection | Testing is limited to laboratories designated by Phosphorus Diagnostics LLC that are certified under the Clinical Laboratory Improvement Amendments of 1988 (CLIA), 42 U.S.C. §263a, and meet requirements to perform high-complexity tests. |  |  | Phosphorous COVID19 RT-qPCR Test DTC_Phosphorus Diagnostics LLC | EUA | CFX384 Touch Real-Time PCR_BioRad | MNI | SARS coronavirus 2 RNA | PrThr | Pt | Saliva | Ord | Probe.amp.tar | 20210908 | 2.69
PlexBio Co., Ltd. | IntelliPlex SARS-CoV-2 Detection Kit* | SARS-CoV-2 RNA | nasopharyngeal (NP) swabs (258500001^Nasopharyngeal swab^SCT) oropharyngeal (OP) swabs (258529004^Throat swab^SCT) anterior nasal swabs (697989009^Anterior nares swab^SCT) mid-turbinate swabs (1293160008^Swab from middle region of inferior nasal meatus^SCT) nasal swabs (445297001^Swab of internal nose^SCT) nasopharyngeal wash/aspirate (258467004^Nasopharyngeal washings^SCT or 258411007^Nasopharyngeal aspirate^SCT) nasal aspirates (429931000124105^Nasal aspirate specimen^SCT) bronchoalveolar lavage (BAL) specimens (258607008^Bronchoalveolar lavage fluid sample^SCT) | SARS-CoV-2 positive (260373001^Detected^SCT) SARS-CoV-2 negative (260415000^Not Detected^SCT) Assay was not valid due to external or internal control failure (455371000124106^Invalid result^SCT or 125154007^Specimen unsatisfactory for evaluation^SCT)" | 94500-6 | SARS-CoV-2 (COVID-19) RNA [Presence] in Respiratory specimen by NAA with probe detection | 94500-6 | SARS-CoV-2 (COVID-19) RNA [Presence] in Respiratory specimen by NAA with probe detection |  |  |  | IntelliPlex SARS-CoV-2 Detection Kit_PlexBio Co., Ltd. | EUA | ABI MiniAmp Thermal Cycler_Thermo Fisher | MNI | SARS coronavirus 2 RNA | PrThr | Pt | Respiratory | Ord | Probe.amp.tar | 20200707 | 2.68
Poplar Healthcare | LDT: Poplar SARS-CoV-2 TMA Pooling assay* | SARS-CoV-2 Result Interpretation | nasal swab (445297001^Swab of internal nose^SCT) nasopharyngeal swab (258500001^Nasopharyngeal swab^SCT) oropharyngeal swab (258529004^Throat swab^SCT) | SARS-CoV-2 not detected (260415000^Not Detected^SCT) Not Detected (895231008^Not Detected in Pooled Specimen^SCT) SARS-CoV-2 detected (260373001^Detected^SCT) Invalid (455371000124106^Invalid result^SCT or 125154007^Specimen unsatisfactory for evaluation^SCT) | 94559-2 | SARS coronavirus 2 ORF1ab region [Presence] in Respiratory specimen by NAA with probe detection | 94559-2 | SARS coronavirus 2 ORF1ab region [Presence] in Respiratory specimen by NAA with probe detection | Testing is limited to Poplar Healthcare, located at 3495 Hack Cross Rd., Memphis, TN 38125 |  |  | Poplar SARS-CoV-2 TMA Pooling assay_Poplar Healthcare | EUA | Panther Fusion System_Hologic | MNI | SARS coronavirus 2 ORF1ab region | PrThr | Pt | Respiratory | Ord | Probe.amp.tar | 20200818 | 2.68
Poplar Healthcare | LDT: Poplar SARS-CoV-2 TMA Pooling assay* | SARS-CoV-2 Result Interpretation | nasal swab (445297001^Swab of internal nose^SCT) nasopharyngeal swab (258500001^Nasopharyngeal swab^SCT) oropharyngeal swab (258529004^Throat swab^SCT) | SARS-CoV-2 not detected (260415000^Not Detected^SCT) Not Detected (895231008^Not Detected in Pooled Specimen^SCT) SARS-CoV-2 detected (260373001^Detected^SCT) Invalid (455371000124106^Invalid result^SCT or 125154007^Specimen unsatisfactory for evaluation^SCT) | 94559-2 | SARS coronavirus 2 ORF1ab region [Presence] in Respiratory specimen by NAA with probe detection | 94559-2 | SARS coronavirus 2 ORF1ab region [Presence] in Respiratory specimen by NAA with probe detection | Testing is limited to Poplar Healthcare, located at 3495 Hack Cross Rd., Memphis, TN 38125 |  |  | Poplar SARS-CoV-2 TMA Pooling assay_Poplar Healthcare | EUA | Panther System_Hologic | MNI | SARS coronavirus 2 ORF1ab region | PrThr | Pt | Respiratory | Ord | Probe.amp.tar | 20200818 | 2.68
PreciGenome LLC | FastPlex Triplex SARS-CoV-2 detection kit* | SARS-CoV-2 RNA | oropharyngeal swabs (258529004^Throat swab^SCT) bronchoalveolar lavage samples (258607008^Bronchoalveolar lavage fluid sample^SCT) nasal swabs (445297001^Swab of internal nose^SCT) mid-turbinate nasal swabs (1293160008^Swab from middle region of inferior nasal meatus^SCT) nasopharyngeal swabs (258500001^Nasopharyngeal swab^SCT) | SARS-CoV-2 Detected (260373001^Detected^SCT) SARS-CoV-2 Not detected (260415000^Not Detected^SCT) Invalid (455371000124106^Invalid result^SCT or 125154007^Specimen unsatisfactory for evaluation^SCT) | 94500-6 | SARS-CoV-2 (COVID-19) RNA [Presence] in Respiratory specimen by NAA with probe detection | 94531-1 | SARS coronavirus 2 RNA panel - Respiratory specimen by NAA with probe detection |  |  |  | FastPlex Triplex SARS-CoV-2 detection kit (RT-Digital PCR)_PreciGenome LLC | EUA | DropX-2000 digital PCR system_PreciGenome | MNI | SARS coronavirus 2 RNA | PrThr | Pt | Respiratory | Ord | Probe.amp.tar | 20200707 | 2.68
Predicine, Inc | LDT: Predicine SARS-CoV-2 RT-PCR Test* | SARS-CoV-2 Interpretation | anterior nasal swabs (697989009^Anterior nares swab^SCT) | Positive for SARS-CoV-2 RNA (260373001^Detected^SCT) Negative for SARS-CoV-2 RNA (260415000^Not detected^SCT) Negative for SARS-CoV-2 all individual samples in the pool are negative (895231008^Not Detected in Pooled Specimen^SCT) Invalid Test (455371000124106^Invalid result^SCT or 125154007^Specimen unsatisfactory for evaluation^SCT) | 95406-5 | SARS-CoV-2 (COVID-19) RNA [Presence] in Nose by NAA with probe detection | 95406-5 | SARS-CoV-2 (COVID-19) RNA [Presence] in Nose by NAA with probe detection | The Predicine SARS-CoV-2 RT-PCR Test will be used together with the Predicine COVID-19 Collection Kit. The test will be performed at the Predicine laboratory, located at 3555 Arden Road, in Hayward, California, 94545 |  |  | Predicine SARS-CoV-2 RT-PCR Test_Predicine, Inc. | EUA | PowerGene 9600 Plus Real-time PCR_Atila | MNI | SARS coronavirus 2 RNA | PrThr | Pt | Nose | Ord | Probe.amp.tar | 20220727 | 2.69
Premier Medical Laboratory Services | LDT: PMLS SARS-CoV-2 Assay* | SARS-CoV-2 RNA | anterior nasal swab specimens (697989009^Anterior nares swab^SCT) | SARS-CoV-2 Detected (260373001^Detected^SCT) Inconclusive (419984006^Inconclusive^SCT) SARS-CoV-2 Not Detected (260415000^Not Detected^SCT) Invalid (455371000124106^Invalid result^SCT or 125154007^Specimen unsatisfactory for evaluation^SCT) | 95409-9 | SARS-CoV-2 (COVID-19) N gene [Presence] in Nose by NAA with probe detection | 94531-1 | SARS-CoV-2 (COVID-19) RNA panel - Respiratory specimen by NAA with probe detection | Testing is limited to Premier Medical Laboratory Services, 6000A-1 Pelham Rd, Greenville, SC 29615, which is certified under the Clinical Laboratory Improvement Amendments of 1988 (CLIA), 42 U.S.C. §263, and meets the requirements to perform high-complexity tests. |  |  | Premier Medical Laboratory Services_PMLS SARS-CoV-2 Assay | EUA | ABI QuantStudio 12K Flex_Thermo Fisher | MNI | SARS coronavirus 2 N gene | PrThr | Pt | Nose | Ord | Probe.amp.tar | 20220112 | 2.69
Premier Medical Laboratory Services | LDT: Diversified Medical Healthcare SARS-CoV-2 Assay | SARS-CoV-2 RNA Interpretation | anterior nasal (nares) swab (697989009^Anterior nares swab^SCT) | Presence (260373001^Detected^SCT) Absence (260415000^Not Detected^SCT) Inconclusive (455371000124106^Invalid result^SCT or 125154007^Specimen unsatisfactory for evaluation^SCT) | 95406-5 | SARS-CoV-2 (COVID-19) RNA [Presence] in Nose by NAA with probe detection | 94531-1 | SARS-CoV-2 (COVID-19) RNA panel - Respiratory specimen by NAA with probe detection |  |  |  | Premier Medical Laboratory Services_Diversified Medical Healthcare SARS-CoV-2 Assay | EUA | ABI QuantStudio 7 Flex_Thermo Fisher | MNI | SARS coronavirus 2 RNA | PrThr | Pt | Nose | Ord | Probe.amp.tar | 20221130 | 2.69
Primerdesign | Primerdesign Ltd COVID-19 genesig Real-Time PCR assay* | COVID-19 Result Interpretation | Oropharyngeal Swabs (258529004^Throat swab^SCT) | SARS-CoV-2 Positive (260373001^Detected^SCT) SARS-CoV-2 Negative (260415000^Not detected^SCT) Result invalid (455371000124106^Invalid result^SCT or 125154007^Specimen unsatisfactory for evaluation^SCT) | 94559-2 | SARS coronavirus 2 ORF1ab region [Presence] in Respiratory specimen by NAA with probe detection | 94559-2 | SARS coronavirus 2 ORF1ab region [Presence] in Respiratory specimen by NAA with probe detection |  |  |  | Primerdesign Ltd COVID-19 genesig Real-Time PCR assay_Primerdesign Ltd. | EUA | ABI 7500 Real-Time PCR_Thermo Fisher | MNI | SARS coronavirus 2 ORF1ab region | PrThr | Pt | Respiratory | Ord | Probe.amp.tar | 20210107 | 2.68
Primerdesign | Primerdesign Ltd COVID-19 genesig Real-Time PCR assay* | COVID-19 Result Interpretation | Oropharyngeal Swabs (258529004^Throat swab^SCT) | SARS-CoV-2 Positive (260373001^Detected^SCT) SARS-CoV-2 Negative (260415000^Not detected^SCT) Result invalid (455371000124106^Invalid result^SCT or 125154007^Specimen unsatisfactory for evaluation^SCT) | 94559-2 | SARS coronavirus 2 ORF1ab region [Presence] in Respiratory specimen by NAA with probe detection | 94559-2 | SARS coronavirus 2 ORF1ab region [Presence] in Respiratory specimen by NAA with probe detection |  |  |  | Primerdesign Ltd COVID-19 genesig Real-Time PCR assay_Primerdesign Ltd. | EUA | CFX Connect Real-Time PCR System_BioRad | MNI | SARS coronavirus 2 ORF1ab region | PrThr | Pt | Respiratory | Ord | Probe.amp.tar | 20210107 | 2.68
Primerdesign | Primerdesign Ltd COVID-19 genesig Real-Time PCR assay* | COVID-19 Result Interpretation | Oropharyngeal Swabs (258529004^Throat swab^SCT) | SARS-CoV-2 Positive (260373001^Detected^SCT) SARS-CoV-2 Negative (260415000^Not detected^SCT) Result invalid (455371000124106^Invalid result^SCT or 125154007^Specimen unsatisfactory for evaluation^SCT) | 94559-2 | SARS coronavirus 2 ORF1ab region [Presence] in Respiratory specimen by NAA with probe detection | 94559-2 | SARS coronavirus 2 ORF1ab region [Presence] in Respiratory specimen by NAA with probe detection |  |  |  | Primerdesign Ltd COVID-19 genesig Real-Time PCR assay_Primerdesign Ltd. | EUA | LightCycler 480 Instrument II_Roche | MNI | SARS coronavirus 2 ORF1ab region | PrThr | Pt | Respiratory | Ord | Probe.amp.tar | 20210107 | 2.68
Princeton BioMeditech Corp. | Status COVID-19 Antigen Rapid Test for Home Use | SARS-CoV-2 nucleocapsid protein antigen | anterior nasal swabs (697989009^Anterior nares swab^SCT) | Positive Result (260373001^Detected^SCT) Negative Result (260415000^Not Detected^SCT) Invalid Result (455371000124106^Invalid result^SCT or 125154007^Specimen unsatisfactory for evaluation^SCT) | 97097-0 | SARS-CoV-2 (COVID-19) Ag [Presence] in Upper respiratory specimen by Rapid immunoassay | 97097-0 | SARS-CoV-2 (COVID-19) Ag [Presence] in Upper respiratory specimen by Rapid immunoassay |  |  |  | Status COVID-19 Antigen Rapid Test for Home Use_BioMeditech Corp. | EUA | No Equipment | (NA) | SARS coronavirus 2 Ag | PrThr | Pt | Respiratory.upper | Ord | IA.rapid | 20230503 | 2.70
Princeton BioMeditech Corp. | Status COVID-19/Flu* | SARS-CoV-2 N Antigen | nasopharyngeal swab (258500001^Nasopharyngeal swab^SCT) anterior nasal swabs (697989009^Anterior nares swab^SCT) | Positive (260373001^Detected^SCT) Negative (260415000^Not Detected^SCT) Invalid (455371000124106^Invalid result^SCT or 125154007^Specimen unsatisfactory for evaluation^SCT) | 95209-3 | SARS-CoV+SARS-CoV-2 (COVID-19) Ag [Presence] in Respiratory specimen by Rapid immunoassay | 95942-9 | Influenza virus A and B and SARS-CoV+SARS-CoV-2 (COVID-19) Ag panel - Upper respiratory specimen by Rapid immunoassay | This test is also distributed under the brand name: •Rapid Test Kit Status Antigen Detection Covid-19/Flu A and B Nasopharyngeal Swab LifeSign • LifeSign Status COVID-19/Flu A&B This test is manufactured by PBM (Princeton BioMeditech Corp.) and distributed by LifeSign (a PBM Group Company). |  |  | Status COVID-19/Flu_Princeton BioMeditech Corp. | EUA | No Equipment | NA | SARS coronavirus+SARS coronavirus 2 Ag | PrThr | Pt | Respiratory | Ord | IA.rapid | 20230111 | 2.69
Princeton BioMeditech Corp. | Status COVID-19/Flu* | Influenza A Antigen | nasopharyngeal swab (258500001^Nasopharyngeal swab^SCT) anterior nasal swabs (697989009^Anterior nares swab^SCT) | Positive (260373001^Detected^SCT) Negative (260415000^Not Detected^SCT) Invalid (455371000124106^Invalid result^SCT or 125154007^Specimen unsatisfactory for evaluation^SCT) | 80382-5 | Influenza virus A Ag [Presence] in Upper respiratory specimen by Rapid immunoassay | 95942-9 | Influenza virus A and B and SARS-CoV+SARS-CoV-2 (COVID-19) Ag panel - Upper respiratory specimen by Rapid immunoassay | This test is also distributed under the brand name: •Rapid Test Kit Status Antigen Detection Covid-19/Flu A and B Nasopharyngeal Swab LifeSign • LifeSign Status COVID-19/Flu A&B This test is manufactured by PBM (Princeton BioMeditech Corp.) and distributed by LifeSign (a PBM Group Company). |  |  | Status COVID-19/Flu_Princeton BioMeditech Corp. | EUA | No Equipment | NA | Influenza virus A Ag | PrThr | Pt | Respiratory.upper | Ord | IA.rapid | 20230111 | 2.73
Princeton BioMeditech Corp. | Status COVID-19/Flu* | Influenza B Antigen | nasopharyngeal swab (258500001^Nasopharyngeal swab^SCT) anterior nasal swabs (697989009^Anterior nares swab^SCT) | Positive (260373001^Detected^SCT) Negative (260415000^Not Detected^SCT) Invalid (455371000124106^Invalid result^SCT or 125154007^Specimen unsatisfactory for evaluation^SCT) | 80383-3 | Influenza virus B Ag [Presence] in Upper respiratory specimen by Rapid immunoassay | 95942-9 | Influenza virus A and B and SARS-CoV+SARS-CoV-2 (COVID-19) Ag panel - Upper respiratory specimen by Rapid immunoassay | This test is also distributed under the brand name: •Rapid Test Kit Status Antigen Detection Covid-19/Flu A and B Nasopharyngeal Swab LifeSign • LifeSign Status COVID-19/Flu A&B This test is manufactured by PBM (Princeton BioMeditech Corp.) and distributed by LifeSign (a PBM Group Company). |  |  | Status COVID-19/Flu_Princeton BioMeditech Corp. | EUA | No Equipment | NA | Influenza virus B Ag | PrThr | Pt | Respiratory.upper | Ord | IA.rapid | 20230111 | 2.73
Princeton BioMeditech Corp. | ViraDx SARS-CoV-2/Flu A+B Rapid Antigen Test | COVID-19 | nasopharyngeal swab (258500001^Nasopharyngeal swab^SCT) anterior nasal swab (697989009^Anterior nares swab^SCT) | COVID-19 Positive (260373001^Detected^SCT) COVID-19 Negative (260415000^Not Detected^SCT) Invalid (455371000124106^Invalid result^SCT or 125154007^Specimen unsatisfactory for evaluation^SCT) | 97097-0 | SARS-CoV-2 (COVID-19) Ag [Presence] in Upper respiratory specimen by Rapid immunoassay | 97099-6 | Influenza virus A and B and SARS-CoV-2 (COVID-19) Ag panel - Upper respiratory specimen by Rapid immunoassay |  |  |  | ViraDx SARS-CoV-2/Flu A+B Rapid Antigen Test_Princeton BioMeditech Corp. | EUA | No Equipment | (NA) | SARS coronavirus 2 Ag | PrThr | Pt | Respiratory.upper | Ord | IA.rapid | 20230921 | 2.76
Princeton BioMeditech Corp. | ViraDx SARS-CoV-2/Flu A+B Rapid Antigen Test | Influenza type A | nasopharyngeal swab (258500001^Nasopharyngeal swab^SCT) anterior nasal swab (697989009^Anterior nares swab^SCT) | Influenza type A Positive (260373001^Detected^SCT) Influenza type A Negative (260415000^Not Detected^SCT) Invalid (455371000124106^Invalid result^SCT or 125154007^Specimen unsatisfactory for evaluation^SCT) | 80382-5 | Influenza virus A Ag [Presence] in Upper respiratory specimen by Rapid immunoassay | 97099-6 | Influenza virus A and B and SARS-CoV-2 (COVID-19) Ag panel - Upper respiratory specimen by Rapid immunoassay |  |  |  | ViraDx SARS-CoV-2/Flu A+B Rapid Antigen Test_Princeton BioMeditech Corp. | EUA | No Equipment | (NA) | Influenza virus A Ag | PrThr | Pt | Respiratory.upper | Ord | IA.rapid | 20230921 | 2.76
Princeton BioMeditech Corp. | ViraDx SARS-CoV-2/Flu A+B Rapid Antigen Test | Influenza type B | nasopharyngeal swab (258500001^Nasopharyngeal swab^SCT) anterior nasal swab (697989009^Anterior nares swab^SCT) | Influenza type B Positive (260373001^Detected^SCT) Influenza type B Negative (260415000^Not Detected^SCT) Invalid (455371000124106^Invalid result^SCT or 125154007^Specimen unsatisfactory for evaluation^SCT) | 80383-3 | Influenza virus B Ag [Presence] in Upper respiratory specimen by Rapid immunoassay | 97099-6 | Influenza virus A and B and SARS-CoV-2 (COVID-19) Ag panel - Upper respiratory specimen by Rapid immunoassay |  |  |  | ViraDx SARS-CoV-2/Flu A+B Rapid Antigen Test_Princeton BioMeditech Corp. | EUA | No Equipment | (NA) | Influenza virus B Ag | PrThr | Pt | Respiratory.upper | Ord | IA.rapid | 20230921 | 2.76
Pro-Lab Diagnostics | LDT: Pro-AmpRT SARS-CoV-2 Test* | SARS-CoV-2 Result Interpretation | nasal swab (445297001^Swab of internal nose^SCT) nasopharyngeal swab (258500001^Nasopharyngeal swab^SCT) oropharyngeal swab (258529004^Throat swab^SCT) | reactive (positive/detected) (260373001^Detected^SCT) non-reactive (negative/non-detected) (260415000^Not Detected^SCT) invalid (no result reported) (455371000124106^Invalid result^SCT or 125154007^Specimen unsatisfactory for evaluation^SCT) | 94559-2 | SARS-CoV-2 (COVID-19) ORF1ab region [Presence] in Respiratory specimen by NAA with probe detection | 94559-2 | SARS-CoV-2 (COVID-19) ORF1ab region [Presence] in Respiratory specimen by NAA with probe detection | Testing is limited to Pro-Lab Diagnostics, located at 21 Cypress Blvd, Suite 1155, Round Rock, Texas 78665 |  |  | Pro-AmpRT SARS-CoV-2 Test_Pro-Lab Diagnostics | EUA | Genie HT instrument_OptiGene | MNI | SARS coronavirus 2 ORF1ab region | PrThr | Pt | Respiratory | Ord | Probe.amp.tar | 20200818 | 2.68
Psomagen, Inc. | Psoma COVID-19 RT Test* | SARS-CoV-2 Result Interpretation | nasal swab (445297001^Swab of internal nose^SCT) mid-turbinate swab (1293160008^Swab from middle region of inferior nasal meatus^SCT) nasopharyngeal swab (258500001^Nasopharyngeal swab^SCT) oropharyngeal swab (258529004^Throat swab^SCT) bronchoalveolar lavage specimens (258607008^Bronchoalveolar lavage fluid sample^SCT) | Positive SARS-CoV-2 (260373001^Detected^SCT) SARS-CoV-2 Inconclusive (419984006^Inconclusive^SCT) SARS-CoV-2 Not Detected (260415000^Not Detected^SCT) NA (455371000124106^Invalid result^SCT or 125154007^Specimen unsatisfactory for evaluation^SCT) | 94533-7 | SARS-CoV-2 (COVID-19) N gene [Presence] in Respiratory specimen by NAA with probe detection | 94533-7 | SARS-CoV-2 (COVID-19) N gene [Presence] in Respiratory specimen by NAA with probe detection |  |  |  | Psoma COVID-19 RT Test_Psomagen, Inc. | EUA | LightCycler 480 Instrument_Roche | MNI | SARS coronavirus 2 N gene | PrThr | Pt | Respiratory | Ord | Probe.amp.tar | 20200707 | 2.68
QDx Pathology Services | LDT: QDX SARS-CoV-2 Assay* | SARS-CoV-2 Report | nasal swab (445297001^Swab of internal nose^SCT) | SARS-CoV-2 Positive (260373001^Detected^SCT) SARS-CoV-2 Presumptive Positive (720735008^Presumptive positive^SCT) SARS-CoV-2 Negative (260415000^Not Detected^SCT) Invalid Results (455371000124106^Invalid result^SCT or 125154007^Specimen unsatisfactory for evaluation^SCT) | 95409-9 | SARS-CoV-2 (COVID-19) N gene [Presence] in Nose by NAA with probe detection | 94531-1 | SARS-CoV-2 (COVID-19) RNA panel - Respiratory specimen by NAA with probe detection | Testing is limited to QDx Pathology Services, located at 20 Jackson Dr, Cranford, NJ 07016 which is certified under the Clinical Laboratory Improvement Amendments of 1988 (CLIA), 42 U.S.C. 263a, and meets requirements to perform high complexity tests |  |  | QDX SARS-CoV-2 Assay_QDx Pathology Services | EUA | ABI QuantStudio 12K Flex_Thermo Fisher | MNI | SARS coronavirus 2 N gene | PrThr | Pt | Nose | Ord | Probe.amp.tar | 20220727 | 2.68
QDx Pathology Services | LDT: QDX SARS-CoV-2 Assay* | SARS-CoV-2 Report | nasal swab (445297001^Swab of internal nose^SCT) | SARS-CoV-2 Positive (260373001^Detected^SCT) SARS-CoV-2 Presumptive Positive (720735008^Presumptive positive^SCT) SARS-CoV-2 Negative (260415000^Not Detected^SCT) Invalid Results (455371000124106^Invalid result^SCT or 125154007^Specimen unsatisfactory for evaluation^SCT) | 95409-9 | SARS-CoV-2 (COVID-19) N gene [Presence] in Nose by NAA with probe detection | 94531-1 | SARS-CoV-2 (COVID-19) RNA panel - Respiratory specimen by NAA with probe detection | Testing is limited to QDx Pathology Services, located at 20 Jackson Dr, Cranford, NJ 07016 which is certified under the Clinical Laboratory Improvement Amendments of 1988 (CLIA), 42 U.S.C. 263a, and meets requirements to perform high complexity tests |  |  | QDX SARS-CoV-2 Assay_QDx Pathology Services | EUA | ABI 7500 FAST Real-Time PCR_Thermo Fisher | MNI | SARS coronavirus 2 N gene | PrThr | Pt | Nose | Ord | Probe.amp.tar | 20220727 | 2.68
QDx Pathology Services | LDT: QDX SARS-CoV-2 Assay* | SARS-CoV-2 Report | nasal swab (445297001^Swab of internal nose^SCT) | SARS-CoV-2 Positive (260373001^Detected^SCT) SARS-CoV-2 Presumptive Positive (720735008^Presumptive positive^SCT) SARS-CoV-2 Negative (260415000^Not Detected^SCT) Invalid Results (455371000124106^Invalid result^SCT or 125154007^Specimen unsatisfactory for evaluation^SCT) | 95409-9 | SARS-CoV-2 (COVID-19) N gene [Presence] in Nose by NAA with probe detection | 94531-1 | SARS-CoV-2 (COVID-19) RNA panel - Respiratory specimen by NAA with probe detection | Testing is limited to QDx Pathology Services, located at 20 Jackson Dr, Cranford, NJ 07016 which is certified under the Clinical Laboratory Improvement Amendments of 1988 (CLIA), 42 U.S.C. 263a, and meets requirements to perform high complexity tests |  |  | QDX SARS-CoV-2 Assay_QDx Pathology Services | EUA | ABI QuantStudio 7 Flex_Thermo Fisher | MNI | SARS coronavirus 2 N gene | PrThr | Pt | Nose | Ord | Probe.amp.tar | 20220727 | 2.68
QIAGEN GmbH | QIAreach SARS-CoV-2 Antigen | SARS-CoV-2 Antigen Test result | nasopharyngeal (NP) swab (258500001^Nasopharyngeal swab^SCT) anterior nasal (AN) swab (697989009^Anterior nares swab^SCT) | Positive (260373001^Detected^SCT) Negative (260415000^Not Detected^SCT) | 97097-0 | SARS-CoV-2 (COVID-19) Ag [Presence] in Upper respiratory specimen by Rapid immunoassay | 97097-0 | SARS-CoV-2 (COVID-19) Ag [Presence] in Upper respiratory specimen by Rapid immunoassay |  |  |  | QIAreach SARS-CoV-2 Antigen_QIAGEN GmbH | EUA | QIAreach eHub_QIAGEN GmbH | MNI | SARS coronavirus 2 Ag | PrThr | Pt | Respiratory.upper | Ord | IA.rapid | 20210811 | 2.70
QIAGEN GmbH | QIAstat-Dx Respiratory SARS-CoV-2 Panel* | Influenza A | nasopharyngeal swab (258500001^Nasopharyngeal swab^SCT) | Positive (260373001^Detected^SCT) Negative (260415000^Not Detected^SCT) Invalid (455371000124106^Invalid result^SCT or 125154007^Specimen unsatisfactory for evaluation^SCT) | 76078-5 | Influenza virus A RNA [Presence] in Nasopharynx by NAA with probe detection | 78922-2 | Respiratory pathogens DNA and RNA panel - Nasopharynx by NAA with probe detection |  |  |  | QIAstat-Dx Respiratory SARS-CoV-2 Panel_QIAGEN GmbH | EUA | QIAstat-Dx Analyzer 1.0_QIAGEN GmbH | MNI | Influenza virus A RNA | PrThr | Pt | Nph | Ord | Probe.amp.tar | 20201110 | 2.68
QIAGEN GmbH | QIAstat-Dx Respiratory SARS-CoV-2 Panel* | Influenza A H1N1/pdm09 | nasopharyngeal swab (258500001^Nasopharyngeal swab^SCT) | Positive (260373001^Detected^SCT) Negative (260415000^Not Detected^SCT) equivocal (42425007^Equivocal^SCT) Invalid (455371000124106^Invalid result^SCT or 125154007^Specimen unsatisfactory for evaluation^SCT) | 77028-9 | Influenza virus A H1 2009 pandemic RNA [Presence] in Nasopharynx by NAA with probe detection | 78922-2 | Respiratory pathogens DNA and RNA panel - Nasopharynx by NAA with probe detection | It is acceptable if only the H3 signal is obtained (and not the Influenza A signal), which would be indicated as 'equivocal'. |  |  | QIAstat-Dx Respiratory SARS-CoV-2 Panel_QIAGEN GmbH | EUA | QIAstat-Dx Analyzer 1.0_QIAGEN GmbH | MNI | Influenza virus A H1 2009 pandemic RNA | PrThr | Pt | Nph | Ord | Probe.amp.tar | 20201110 | 2.68
QIAGEN GmbH | QIAstat-Dx Respiratory SARS-CoV-2 Panel* | Influenza A H1 | nasopharyngeal swab (258500001^Nasopharyngeal swab^SCT) | Positive (260373001^Detected^SCT) Negative (260415000^Not Detected^SCT) equivocal (42425007^Equivocal^SCT) Invalid (455371000124106^Invalid result^SCT or 125154007^Specimen unsatisfactory for evaluation^SCT) | 77026-3 | Influenza virus A H1 RNA [Presence] in Nasopharynx by NAA with probe detection | 78922-2 | Respiratory pathogens DNA and RNA panel - Nasopharynx by NAA with probe detection | It is acceptable if only the H3 signal is obtained (and not the Influenza A signal), which would be indicated as 'equivocal'. |  |  | QIAstat-Dx Respiratory SARS-CoV-2 Panel_QIAGEN GmbH | EUA | QIAstat-Dx Analyzer 1.0_QIAGEN GmbH | MNI | Influenza virus A H1 RNA | PrThr | Pt | Nph | Ord | Probe.amp.tar | 20201110 | 2.68
QIAGEN GmbH | QIAstat-Dx Respiratory SARS-CoV-2 Panel* | Influenza A H3 | nasopharyngeal swab (258500001^Nasopharyngeal swab^SCT) | Positive (260373001^Detected^SCT) Negative (260415000^Not Detected^SCT) equivocal (42425007^Equivocal^SCT) Invalid (455371000124106^Invalid result^SCT or 125154007^Specimen unsatisfactory for evaluation^SCT) | 77027-1 | Influenza virus A H3 RNA [Presence] in Nasopharynx by NAA with probe detection | 78922-2 | Respiratory pathogens DNA and RNA panel - Nasopharynx by NAA with probe detection | It is acceptable if only the H3 signal is obtained (and not the Influenza A signal), which would be indicated as 'equivocal'. |  |  | QIAstat-Dx Respiratory SARS-CoV-2 Panel_QIAGEN GmbH | EUA | QIAstat-Dx Analyzer 1.0_QIAGEN GmbH | MNI | Influenza virus A H3 RNA | PrThr | Pt | Nph | Ord | Probe.amp.tar | 20201110 | 2.68
QIAGEN GmbH | QIAstat-Dx Respiratory SARS-CoV-2 Panel* | Influenza B | nasopharyngeal swab (258500001^Nasopharyngeal swab^SCT) | Positive (260373001^Detected^SCT) Negative (260415000^Not Detected^SCT) Invalid (455371000124106^Invalid result^SCT or 125154007^Specimen unsatisfactory for evaluation^SCT) | 76080-1 | Influenza virus B RNA [Presence] in Nasopharynx by NAA with probe detection | 78922-2 | Respiratory pathogens DNA and RNA panel - Nasopharynx by NAA with probe detection |  |  |  | QIAstat-Dx Respiratory SARS-CoV-2 Panel_QIAGEN GmbH | EUA | QIAstat-Dx Analyzer 1.0_QIAGEN GmbH | MNI | Influenza virus B RNA | PrThr | Pt | Nph | Ord | Probe.amp.tar | 20201110 | 2.68
QIAGEN GmbH | QIAstat-Dx Respiratory SARS-CoV-2 Panel* | Coronavirus 229E | nasopharyngeal swab (258500001^Nasopharyngeal swab^SCT) | Positive (260373001^Detected^SCT) Negative (260415000^Not Detected^SCT) Invalid (455371000124106^Invalid result^SCT or 125154007^Specimen unsatisfactory for evaluation^SCT) | 88610-1 | Human coronavirus 229E RNA [Presence] in Upper respiratory specimen by NAA with probe detection | 78922-2 | Respiratory pathogens DNA and RNA panel - Nasopharynx by NAA with probe detection |  |  |  | QIAstat-Dx Respiratory SARS-CoV-2 Panel_QIAGEN GmbH | EUA | QIAstat-Dx Analyzer 1.0_QIAGEN GmbH | MNI | Human coronavirus 229E RNA | PrThr | Pt | Respiratory.upper | Ord | Probe.amp.tar | 20201110 | 2.68
QIAGEN GmbH | QIAstat-Dx Respiratory SARS-CoV-2 Panel* | Coronavirus HKU1 | nasopharyngeal swab (258500001^Nasopharyngeal swab^SCT) | Positive (260373001^Detected^SCT) Negative (260415000^Not Detected^SCT) Invalid (455371000124106^Invalid result^SCT or 125154007^Specimen unsatisfactory for evaluation^SCT) | 88604-4 | Human coronavirus HKU1 RNA [Presence] in Upper respiratory specimen by NAA with probe detection | 78922-2 | Respiratory pathogens DNA and RNA panel - Nasopharynx by NAA with probe detection |  |  |  | QIAstat-Dx Respiratory SARS-CoV-2 Panel_QIAGEN GmbH | EUA | QIAstat-Dx Analyzer 1.0_QIAGEN GmbH | MNI | Human coronavirus HKU1 RNA | PrThr | Pt | Respiratory.upper | Ord | Probe.amp.tar | 20201110 | 2.68
QIAGEN GmbH | QIAstat-Dx Respiratory SARS-CoV-2 Panel* | Coronavirus NL63 | nasopharyngeal swab (258500001^Nasopharyngeal swab^SCT) | Positive (260373001^Detected^SCT) Negative (260415000^Not Detected^SCT) Invalid (455371000124106^Invalid result^SCT or 125154007^Specimen unsatisfactory for evaluation^SCT) | 88618-4 | Human coronavirus NL63 RNA [Presence] in Upper respiratory specimen by NAA with probe detection | 78922-2 | Respiratory pathogens DNA and RNA panel - Nasopharynx by NAA with probe detection |  |  |  | QIAstat-Dx Respiratory SARS-CoV-2 Panel_QIAGEN GmbH | EUA | QIAstat-Dx Analyzer 1.0_QIAGEN GmbH | MNI | Human coronavirus NL63 RNA | PrThr | Pt | Respiratory.upper | Ord | Probe.amp.tar | 20201110 | 2.68
QIAGEN GmbH | QIAstat-Dx Respiratory SARS-CoV-2 Panel* | Coronavirus OC43 | nasopharyngeal swab (258500001^Nasopharyngeal swab^SCT) | Positive (260373001^Detected^SCT) Negative (260415000^Not Detected^SCT) Invalid (455371000124106^Invalid result^SCT or 125154007^Specimen unsatisfactory for evaluation^SCT) | 88626-7 | Human coronavirus OC43 RNA [Presence] in Upper respiratory specimen by NAA with probe detection | 78922-2 | Respiratory pathogens DNA and RNA panel - Nasopharynx by NAA with probe detection |  |  |  | QIAstat-Dx Respiratory SARS-CoV-2 Panel_QIAGEN GmbH | EUA | QIAstat-Dx Analyzer 1.0_QIAGEN GmbH | MNI | Human coronavirus OC43 RNA | PrThr | Pt | Respiratory.upper | Ord | Probe.amp.tar | 20201110 | 2.68
QIAGEN GmbH | QIAstat-Dx Respiratory SARS-CoV-2 Panel* | SARS-CoV-2 | nasopharyngeal swab (258500001^Nasopharyngeal swab^SCT) | Positive (260373001^Detected^SCT) Negative (260415000^Not Detected^SCT) Invalid (455371000124106^Invalid result^SCT or 125154007^Specimen unsatisfactory for evaluation^SCT) | 94759-8 | SARS-CoV-2 (COVID-19) RNA [Presence] in Nasopharynx by NAA with probe detection | 78922-2 | Respiratory pathogens DNA and RNA panel - Nasopharynx by NAA with probe detection | The SARS-CoV-2 test in this panel detects both SARS-CoV-2 and SARS-related CoV, but does not differentiate between them. |  |  | QIAstat-Dx Respiratory SARS-CoV-2 Panel_QIAGEN GmbH | EUA | QIAstat-Dx Analyzer 1.0_QIAGEN GmbH | MNI | SARS coronavirus 2 RNA | PrThr | Pt | Nph | Ord | Probe.amp.tar | 20201110 | 2.68
QIAGEN GmbH | QIAstat-Dx Respiratory SARS-CoV-2 Panel* | Parainfluenza virus 1 | nasopharyngeal swab (258500001^Nasopharyngeal swab^SCT) | Positive (260373001^Detected^SCT) Negative (260415000^Not Detected^SCT) Invalid (455371000124106^Invalid result^SCT or 125154007^Specimen unsatisfactory for evaluation^SCT) | 76084-3 | Parainfluenza virus 1 RNA [Presence] in Nasopharynx by NAA with probe detection | 78922-2 | Respiratory pathogens DNA and RNA panel - Nasopharynx by NAA with probe detection |  |  |  | QIAstat-Dx Respiratory SARS-CoV-2 Panel_QIAGEN GmbH | EUA | QIAstat-Dx Analyzer 1.0_QIAGEN GmbH | MNI | Parainfluenza virus 1 RNA | PrThr | Pt | Nph | Ord | Probe.amp.tar | 20201110 | 2.68
QIAGEN GmbH | QIAstat-Dx Respiratory SARS-CoV-2 Panel* | Parainfluenza virus 2 | nasopharyngeal swab (258500001^Nasopharyngeal swab^SCT) | Positive (260373001^Detected^SCT) Negative (260415000^Not Detected^SCT) Invalid (455371000124106^Invalid result^SCT or 125154007^Specimen unsatisfactory for evaluation^SCT) | 76085-0 | Parainfluenza virus 2 RNA [Presence] in Nasopharynx by NAA with probe detection | 78922-2 | Respiratory pathogens DNA and RNA panel - Nasopharynx by NAA with probe detection |  |  |  | QIAstat-Dx Respiratory SARS-CoV-2 Panel_QIAGEN GmbH | EUA | QIAstat-Dx Analyzer 1.0_QIAGEN GmbH | MNI | Parainfluenza virus 2 RNA | PrThr | Pt | Nph | Ord | Probe.amp.tar | 20201110 | 2.68
QIAGEN GmbH | QIAstat-Dx Respiratory SARS-CoV-2 Panel* | Parainfluenza virus 3 | nasopharyngeal swab (258500001^Nasopharyngeal swab^SCT) | Positive (260373001^Detected^SCT) Negative (260415000^Not Detected^SCT) Invalid (455371000124106^Invalid result^SCT or 125154007^Specimen unsatisfactory for evaluation^SCT) | 76086-8 | Parainfluenza virus 3 RNA [Presence] in Nasopharynx by NAA with probe detection | 78922-2 | Respiratory pathogens DNA and RNA panel - Nasopharynx by NAA with probe detection |  |  |  | QIAstat-Dx Respiratory SARS-CoV-2 Panel_QIAGEN GmbH | EUA | QIAstat-Dx Analyzer 1.0_QIAGEN GmbH | MNI | Parainfluenza virus 3 RNA | PrThr | Pt | Nph | Ord | Probe.amp.tar | 20201110 | 2.68
QIAGEN GmbH | QIAstat-Dx Respiratory SARS-CoV-2 Panel* | Parainfluenza virus 4 | nasopharyngeal swab (258500001^Nasopharyngeal swab^SCT) | Positive (260373001^Detected^SCT) Negative (260415000^Not Detected^SCT) Invalid (455371000124106^Invalid result^SCT or 125154007^Specimen unsatisfactory for evaluation^SCT) | 76087-6 | Parainfluenza virus 4 RNA [Presence] in Nasopharynx by NAA with probe detection | 78922-2 | Respiratory pathogens DNA and RNA panel - Nasopharynx by NAA with probe detection |  |  |  | QIAstat-Dx Respiratory SARS-CoV-2 Panel_QIAGEN GmbH | EUA | QIAstat-Dx Analyzer 1.0_QIAGEN GmbH | MNI | Parainfluenza virus 4 RNA | PrThr | Pt | Nph | Ord | Probe.amp.tar | 20201110 | 2.68
QIAGEN GmbH | QIAstat-Dx Respiratory SARS-CoV-2 Panel* | Respiratory Syncytial Virus A+B | nasopharyngeal swab (258500001^Nasopharyngeal swab^SCT) | Positive (260373001^Detected^SCT) Negative (260415000^Not Detected^SCT) Invalid (455371000124106^Invalid result^SCT or 125154007^Specimen unsatisfactory for evaluation^SCT) | 76089-2 | Respiratory syncytial virus RNA [Presence] in Nasopharynx by NAA with probe detection | 78922-2 | Respiratory pathogens DNA and RNA panel - Nasopharynx by NAA with probe detection |  |  |  | QIAstat-Dx Respiratory SARS-CoV-2 Panel_QIAGEN GmbH | EUA | QIAstat-Dx Analyzer 1.0_QIAGEN GmbH | MNI | Respiratory syncytial virus RNA | PrThr | Pt | Nph | Ord | Probe.amp.tar | 20201110 | 2.68
QIAGEN GmbH | QIAstat-Dx Respiratory SARS-CoV-2 Panel* | Human Metapneumovirus A+B | nasopharyngeal swab (258500001^Nasopharyngeal swab^SCT) | Positive (260373001^Detected^SCT) Negative (260415000^Not Detected^SCT) Invalid (455371000124106^Invalid result^SCT or 125154007^Specimen unsatisfactory for evaluation^SCT) | 77024-8 | Human metapneumovirus RNA [Presence] in Nasopharynx by NAA with probe detection | 78922-2 | Respiratory pathogens DNA and RNA panel - Nasopharynx by NAA with probe detection |  |  |  | QIAstat-Dx Respiratory SARS-CoV-2 Panel_QIAGEN GmbH | EUA | QIAstat-Dx Analyzer 1.0_QIAGEN GmbH | MNI | Human metapneumovirus RNA | PrThr | Pt | Nph | Ord | Probe.amp.tar | 20201110 | 2.68
QIAGEN GmbH | QIAstat-Dx Respiratory SARS-CoV-2 Panel* | Adenovirus | nasopharyngeal swab (258500001^Nasopharyngeal swab^SCT) | Positive (260373001^Detected^SCT) Negative (260415000^Not Detected^SCT) Invalid (455371000124106^Invalid result^SCT or 125154007^Specimen unsatisfactory for evaluation^SCT) | 76070-2 | Adenovirus DNA [Presence] in Nasopharynx by NAA with probe detection | 78922-2 | Respiratory pathogens DNA and RNA panel - Nasopharynx by NAA with probe detection |  |  |  | QIAstat-Dx Respiratory SARS-CoV-2 Panel_QIAGEN GmbH | EUA | QIAstat-Dx Analyzer 1.0_QIAGEN GmbH | MNI | Adenovirus DNA | PrThr | Pt | Nph | Ord | Probe.amp.tar | 20201110 | 2.68
QIAGEN GmbH | QIAstat-Dx Respiratory SARS-CoV-2 Panel* | Rhinovirus/Enterovirus | nasopharyngeal swab (258500001^Nasopharyngeal swab^SCT) | Positive (260373001^Detected^SCT) Negative (260415000^Not Detected^SCT) Invalid (455371000124106^Invalid result^SCT or 125154007^Specimen unsatisfactory for evaluation^SCT) | 88721-6 | Rhinovirus+Enterovirus RNA [Presence] in Nasopharynx by NAA with probe detection | 78922-2 | Respiratory pathogens DNA and RNA panel - Nasopharynx by NAA with probe detection |  |  |  | QIAstat-Dx Respiratory SARS-CoV-2 Panel_QIAGEN GmbH | EUA | QIAstat-Dx Analyzer 1.0_QIAGEN GmbH | MNI | Rhinovirus+enterovirus RNA | PrThr | Pt | Nph | Ord | Probe.amp.tar | 20201110 | 2.68
QIAGEN GmbH | QIAstat-Dx Respiratory SARS-CoV-2 Panel* | Bordetella pertussis | nasopharyngeal swab (258500001^Nasopharyngeal swab^SCT) | Positive (260373001^Detected^SCT) Negative (260415000^Not Detected^SCT) Invalid (455371000124106^Invalid result^SCT or 125154007^Specimen unsatisfactory for evaluation^SCT) | 43913-3 | Bordetella pertussis DNA [Presence] in Nasopharynx by NAA with probe detection | 78922-2 | Respiratory pathogens DNA and RNA panel - Nasopharynx by NAA with probe detection |  |  |  | QIAstat-Dx Respiratory SARS-CoV-2 Panel_QIAGEN GmbH | EUA | QIAstat-Dx Analyzer 1.0_QIAGEN GmbH | MNI | Bordetella pertussis DNA | PrThr | Pt | Nph | Ord | Probe.amp.tar | 20201110 | 2.68
QIAGEN GmbH | QIAstat-Dx Respiratory SARS-CoV-2 Panel* | Chlamydophila pneumoniae | nasopharyngeal swab (258500001^Nasopharyngeal swab^SCT) | Positive (260373001^Detected^SCT) Negative (260415000^Not Detected^SCT) Invalid (455371000124106^Invalid result^SCT or 125154007^Specimen unsatisfactory for evaluation^SCT) | 88718-2 | Chlamydophila pneumoniae DNA [Presence] in Nasopharynx by NAA with probe detection | 78922-2 | Respiratory pathogens DNA and RNA panel - Nasopharynx by NAA with probe detection |  |  |  | QIAstat-Dx Respiratory SARS-CoV-2 Panel_QIAGEN GmbH | EUA | QIAstat-Dx Analyzer 1.0_QIAGEN GmbH | MNI | Chlamydophila pneumoniae DNA | PrThr | Pt | Nph | Ord | Probe.amp.tar | 20201110 | 2.68
QIAGEN GmbH | QIAstat-Dx Respiratory SARS-CoV-2 Panel* | Mycoplasma pneumoniae | nasopharyngeal swab (258500001^Nasopharyngeal swab^SCT) | Positive (260373001^Detected^SCT) Negative (260415000^Not Detected^SCT) Invalid (455371000124106^Invalid result^SCT or 125154007^Specimen unsatisfactory for evaluation^SCT) | 88720-8 | Mycoplasma pneumoniae DNA [Presence] in Nasopharynx by NAA with probe detection | 78922-2 | Respiratory pathogens DNA and RNA panel - Nasopharynx by NAA with probe detection |  |  |  | QIAstat-Dx Respiratory SARS-CoV-2 Panel_QIAGEN GmbH | EUA | QIAstat-Dx Analyzer 1.0_QIAGEN GmbH | MNI | Mycoplasma pneumoniae DNA | PrThr | Pt | Nph | Ord | Probe.amp.tar | 20201110 | 2.68
QIAGEN, GmbH | QIAreach Anti-SARS-CoV-2 Total Test* | Anti-SARS-CoV-2 Total Test result | serum (119364003^Serum specimen^SCT) plasma (119361006^Plasma specimen^SCT) | Positive (+) (10828004^Positive^SCT) Negative (-) (260385009^Negative^SCT) | 95542-7 | SARS-CoV-2 (COVID-19) Ab [Presence] in Serum, Plasma or Blood by Rapid immunoassay | 95542-7 | SARS-CoV-2 (COVID-19) Ab [Presence] in Serum, Plasma or Blood by Rapid immunoassay |  |  |  | QIAreach Anti-SARS-CoV-2 Total Test_QIAGEN, GmbH | EUA | No Equipment | NA | SARS coronavirus 2 Ab | PrThr | Pt | Ser/Plas/Bld | Ord | IA.rapid | 20210602 | 2.69
Qorvo Biotechnologies, LLC. | Omnia SARS-CoV-2 Antigen Test* | SARS-CoV-2 nucleocapsid antigen Displayed Result | anterior nasal (nasal) swab (697989009^Anterior nares swab^SCT) | INVALID (455371000124106^Invalid result^SCT or 125154007^Specimen unsatisfactory for evaluation^SCT) NEGATIVE (260415000^Not Detected^SCT) POSITIVE (260373001^Detected^SCT) | 96119-3 | SARS-CoV-2 (COVID-19) Ag [Presence] in Upper respiratory specimen by Immunoassay | 96119-3 | SARS-CoV-2 (COVID-19) Ag [Presence] in Upper respiratory specimen by Immunoassay |  |  |  | Omnia SARS-CoV-2 Antigen Test_Qorvo Biotechnologies, LLC. | EUA | Qorvo Omnia Instrument_Qorvo | MNI | SARS coronavirus 2 Ag | PrThr | Pt | Respiratory.upper | Ord | IA | 20210421 | 2.69
Quadrant Biosciences Inc. | Clarifi COVID-19 Test Kit* | Result | saliva swab (258560004^Oral saliva sample^SCT) | Positive for SARS-CoV-2 (260373001^Detected^SCT) SARS-CoV-2 presumptive positive (720735008^Presumptive positive^SCT) Negative for SARS-CoV-2 (260415000^Not Detected^SCT) Invalid (455371000124106^Invalid result^SCT or 125154007^Specimen unsatisfactory for evaluation^SCT) | 96091-4 | SARS-CoV-2 (COVID-19) RdRp gene [Presence] in Saliva (oral fluid) by NAA with probe detection | 96091-4 | SARS-CoV-2 (COVID-19) RdRp gene [Presence] in Saliva (oral fluid) by NAA with probe detection |  |  |  | Clarifi COVID-19 Test Kit_Quadrant Biosciences Inc. | EUA | 10190302015592 | DII | SARS coronavirus 2 RdRp gene | PrThr | Pt | Saliva | Ord | Probe.amp.tar | 20230308 | 2.74
Quadrant Biosciences Inc. | Clarifi COVID-19 Test Kit* | Result | saliva swab (258560004^Oral saliva sample^SCT) | Positive for SARS-CoV-2 (260373001^Detected^SCT) SARS-CoV-2 presumptive positive (720735008^Presumptive positive^SCT) Negative for SARS-CoV-2 (260415000^Not Detected^SCT) Invalid (455371000124106^Invalid result^SCT or 125154007^Specimen unsatisfactory for evaluation^SCT) | 96091-4 | SARS-CoV-2 (COVID-19) RdRp gene [Presence] in Saliva (oral fluid) by NAA with probe detection | 96091-4 | SARS-CoV-2 (COVID-19) RdRp gene [Presence] in Saliva (oral fluid) by NAA with probe detection |  |  |  | Clarifi COVID-19 Test Kit_Quadrant Biosciences Inc. | EUA | CFX96 Touch Real-Time PCR System_BioRad | MNI | SARS coronavirus 2 RdRp gene | PrThr | Pt | Saliva | Ord | Probe.amp.tar | 20230308 | 2.74
Quadrant Biosciences Inc. | Clarifi COVID-19 Test Kit* | Result | saliva swab (258560004^Oral saliva sample^SCT) | Positive for SARS-CoV-2 (260373001^Detected^SCT) SARS-CoV-2 presumptive positive (720735008^Presumptive positive^SCT) Negative for SARS-CoV-2 (260415000^Not Detected^SCT) Invalid (455371000124106^Invalid result^SCT or 125154007^Specimen unsatisfactory for evaluation^SCT) | 96091-4 | SARS-CoV-2 (COVID-19) RdRp gene [Presence] in Saliva (oral fluid) by NAA with probe detection | 96091-4 | SARS-CoV-2 (COVID-19) RdRp gene [Presence] in Saliva (oral fluid) by NAA with probe detection |  |  |  | Clarifi COVID-19 Test Kit_Quadrant Biosciences Inc. | EUA | CFX384 Touch Real-Time PCR_BioRad | MNI | SARS coronavirus 2 RdRp gene | PrThr | Pt | Saliva | Ord | Probe.amp.tar | 20230308 | 2.74
Quansys Biosciences, Inc. | Q-Plex SARS-CoV-2 Human IgG (4 Plex)* | SARS-CoV-2 IgG antibodies Final Interpretation | serum (119364003^Serum specimen^SCT) plasma (119361006^Plasma specimen^SCT) | Non-reactive (260385009^Negative^SCT) Reactive (10828004^Positive^SCT) | 94563-4 | SARS-CoV-2 (COVID-19) IgG Ab [Presence] in Serum or Plasma by Immunoassay | 94563-4 | SARS-CoV-2 (COVID-19) IgG Ab [Presence] in Serum or Plasma by Immunoassay |  |  |  | Q-Plex SARS-CoV-2 Human IgG (4 Plex)_Quansys Biosciences, Inc. | EUA | Q-View Imager Pro_Quansys | MNI | SARS coronavirus 2 Ab.IgG | PrThr | Pt | Ser/Plas | Ord | IA | 20210811 | 2.69
Quansys Biosciences, Inc. | Q-Plex SARS-CoV-2 Human IgG (4 Plex)* | SARS-CoV-2 IgG antibodies Final Interpretation | serum (119364003^Serum specimen^SCT) plasma (119361006^Plasma specimen^SCT) | Non-reactive (260385009^Negative^SCT) Reactive (10828004^Positive^SCT) | 94563-4 | SARS-CoV-2 (COVID-19) IgG Ab [Presence] in Serum or Plasma by Immunoassay | 94563-4 | SARS-CoV-2 (COVID-19) IgG Ab [Presence] in Serum or Plasma by Immunoassay |  |  |  | Q-Plex SARS-CoV-2 Human IgG (4 Plex)_Quansys Biosciences, Inc. | EUA | Q-View Imager LS_Quansys | MNI | SARS coronavirus 2 Ab.IgG | PrThr | Pt | Ser/Plas | Ord | IA | 20210811 | 2.69
Quanterix Corporation | Simoa SARS-CoV-2 N Protein Antigen Test* | SARS-CoV-2 nucleocapsid protein antigen Interpretation | nasopharyngeal swab (258500001^Nasopharyngeal swab^SCT) | Negative for SARS-CoV-2 N protein antigen (260415000^Not Detected^SCT) Positive for SARS-CoV-2 N protein antigen (260373001^Detected^SCT) Retest (455371000124106^Invalid result^SCT or 125154007^Specimen unsatisfactory for evaluation^SCT) | 96119-3 | SARS-CoV-2 (COVID-19) Ag [Presence] in Upper respiratory specimen by Immunoassay | 96119-3 | SARS-CoV-2 (COVID-19) Ag [Presence] in Upper respiratory specimen by Immunoassay |  |  |  | Simoa SARS-CoV-2 N Protein Antigen Test_Quanterix Corporation | EUA | Simoa HD-X Analyzer_Quanterix | MNI | SARS coronavirus 2 Ag | PrThr | Pt | Respiratory.upper | Ord | IA | 20210113 | 2.69
Quanterix Corporation | Simoa Semi-Quantitative SARS-CoV-2 IgG Antibody Test* | SARS-CoV-2 IgG Antibody Result value | serum (119364003^Serum specimen^SCT) plasma (119361006^Plasma specimen^SCT) | µg/mL | 96742-2 | SARS-CoV-2 (COVID-19) IgG Ab [Mass/volume] in Serum or Plasma by Immunoassay | 96742-2 | SARS-CoV-2 (COVID-19) IgG Ab [Mass/volume] in Serum or Plasma by Immunoassay |  |  |  | Simoa Semi-Quantitative SARS-CoV-2 IgG Antibody Test_Quanterix Corporation | EUA | Simoa HD-X Analyzer_Quanterix | MNI | SARS coronavirus 2 Ab.IgG | MCnc | Pt | Ser/Plas | Qn | IA | 20230308 | 2.74
Quanterix Corporation | Simoa Semi-Quantitative SARS-CoV-2 IgG Antibody Test* | SARS-CoV-2 IgG Antibody Result reported | serum (119364003^Serum specimen^SCT) plasma (119361006^Plasma specimen^SCT) | Negative for SARS-CoV-2 IgG antibodies (260385009^Negative^SCT) Positive for SARS-CoV-2 IgG antibodies (10828004^Positive^SCT) | 94563-4 | SARS-CoV-2 (COVID-19) IgG Ab [Presence] in Serum or Plasma by Immunoassay | 96742-2 | SARS-CoV-2 (COVID-19) IgG Ab [Mass/volume] in Serum or Plasma by Immunoassay |  |  |  | Simoa Semi-Quantitative SARS-CoV-2 IgG Antibody Test_Quanterix Corporation | EUA | Simoa HD-X Analyzer_Quanterix | MNI | SARS coronavirus 2 Ab.IgG | PrThr | Pt | Ser/Plas | Ord | IA | 20210107 | 2.69
Quest Diagnostics | LDT: Quest Diagnostics HA SARS-CoV-2 Assay* | SARS-CoV-2 Result Interpretation | nasal swab specimens (445297001^Swab of internal nose^SCT) | SARS-CoV-2 not detected (260415000^Not Detected^SCT) SARS-CoV-2 detected (260373001^Detected^SCT) Invalid (455371000124106^Invalid result^SCT or 125154007^Specimen unsatisfactory for evaluation^SCT) | 94559-2 | SARS-CoV-2 (COVID-19) ORF1ab region [Presence] in Respiratory specimen by NAA with probe detection | 94559-2 | SARS-CoV-2 (COVID-19) ORF1ab region [Presence] in Respiratory specimen by NAA with probe detection | Self-collected nasal swab specimens will be tested using the Quest Diagnostics HA SARS-CoV-2 Assay which is performed using the FDA EUA-authorized Hologic Aptima SARS-CoV-2 molecular test, which is an automated RT-PCR based platform. |  |  | Quest Diagnostics HA SARS-CoV-2 Assay_Quest Diagnostics Infectious Disease, Inc. | EUA | Panther Fusion System_Hologic | MNI | SARS coronavirus 2 ORF1ab region | PrThr | Pt | Respiratory | Ord | Probe.amp.tar | 20200728 | 2.68
Quest Diagnostics | LDT: Quest Diagnostics HA SARS-CoV-2 Assay* | SARS-CoV-2 Result Interpretation | nasal swab specimens (445297001^Swab of internal nose^SCT) | SARS-CoV-2 not detected (260415000^Not Detected^SCT) SARS-CoV-2 detected (260373001^Detected^SCT) Invalid (455371000124106^Invalid result^SCT or 125154007^Specimen unsatisfactory for evaluation^SCT) | 94559-2 | SARS-CoV-2 (COVID-19) ORF1ab region [Presence] in Respiratory specimen by NAA with probe detection | 94559-2 | SARS-CoV-2 (COVID-19) ORF1ab region [Presence] in Respiratory specimen by NAA with probe detection | Self-collected nasal swab specimens will be tested using the Quest Diagnostics HA SARS-CoV-2 Assay which is performed using the FDA EUA-authorized Hologic Aptima SARS-CoV-2 molecular test, which is an automated RT-PCR based platform. |  |  | Quest Diagnostics HA SARS-CoV-2 Assay_Quest Diagnostics Infectious Disease, Inc. | EUA | Panther System_Hologic | MNI | SARS coronavirus 2 ORF1ab region | PrThr | Pt | Respiratory | Ord | Probe.amp.tar | 20200728 | 2.68
Quest Diagnostics | LDT: Quest Diagnostics RC SARS-CoV-2 Assay* | SARS-CoV-2 results interpretation | nasal swab specimens (445297001^Swab of internal nose^SCT) | Result for SARS-CoV-2 RNA is Detected (260373001^Detected^SCT) Result for SARS-CoV-2 RNA is Presumptive Positive (720735008^Presumptive positive^SCT) Result for SARS-CoV-2 RNA is Not Detected (260415000^Not Detected^SCT) Invalid (455371000124106^Invalid result^SCT or 125154007^Specimen unsatisfactory for evaluation^SCT) | 94500-6 | SARS-CoV-2 (COVID-19) RNA [Presence] in Respiratory specimen by NAA with probe detection | 94531-1 | SARS-CoV-2 (COVID-19) RNA panel - Respiratory specimen by NAA with probe detection | Self-collected nasal swab specimens will be tested using the Quest Diagnostics RC SARS-CoV-2 Assay which is performed using the FDA EUA-authorized Roche cobas SARS-CoV-2 molecular test, which is an automated RT-PCR based platform |  |  | Quest Diagnostics RC SARS-CoV-2 Assay_Quest Diagnostics Infectious Disease, Inc. | EUA | cobas 6800 System_Roche | MNI | SARS coronavirus 2 RNA | PrThr | Pt | Respiratory | Ord | Probe.amp.tar | 20200728 | 2.68
Quest Diagnostics | LDT: Quest Diagnostics RC SARS-CoV-2 Assay* | SARS-CoV-2 results interpretation | nasal swab specimens (445297001^Swab of internal nose^SCT) | Result for SARS-CoV-2 RNA is Detected (260373001^Detected^SCT) Result for SARS-CoV-2 RNA is Presumptive Positive (720735008^Presumptive positive^SCT) Result for SARS-CoV-2 RNA is Not Detected (260415000^Not Detected^SCT) Invalid (455371000124106^Invalid result^SCT or 125154007^Specimen unsatisfactory for evaluation^SCT) | 94500-6 | SARS-CoV-2 (COVID-19) RNA [Presence] in Respiratory specimen by NAA with probe detection | 94531-1 | SARS-CoV-2 (COVID-19) RNA panel - Respiratory specimen by NAA with probe detection | Self-collected nasal swab specimens will be tested using the Quest Diagnostics RC SARS-CoV-2 Assay which is performed using the FDA EUA-authorized Roche cobas SARS-CoV-2 molecular test, which is an automated RT-PCR based platform |  |  | Quest Diagnostics RC SARS-CoV-2 Assay_Quest Diagnostics Infectious Disease, Inc. | EUA | cobas 8800 System_Roche | MNI | SARS coronavirus 2 RNA | PrThr | Pt | Respiratory | Ord | Probe.amp.tar | 20200728 | 2.68
Quest Diagnostics | LDT: Quest Diagnostics PF SARS-CoV-2 Assay* | SARS-CoV-2 result interpretation | nasal swab specimens (445297001^Swab of internal nose^SCT) | SARS-CoV-2 not detected (260415000^Not Detected^SCT) SARS-CoV-2 detected (260373001^Detected^SCT) Invalid (455371000124106^Invalid result^SCT or 125154007^Specimen unsatisfactory for evaluation^SCT) | 94559-2 | SARS-CoV-2 (COVID-19) ORF1ab region [Presence] in Respiratory specimen by NAA with probe detection | 94559-2 | SARS-CoV-2 (COVID-19) ORF1ab region [Presence] in Respiratory specimen by NAA with probe detection | Self-collected nasal swab specimens will be tested using the Quest Diagnostics PF SARS-CoV-2 Assay which is performed using the FDA EUA-authorized Hologic Panther Fusion SARS-CoV-2 molecular test, which is an automated RT-PCR based platform. |  |  | Quest Diagnostics PF SARS-CoV-2 Assay_Quest Diagnostics Infectious Disease, Inc. | EUA | Panther Fusion System_Hologic | MNI | SARS coronavirus 2 ORF1ab region | PrThr | Pt | Respiratory | Ord | Probe.amp.tar | 20200728 | 2.68
Quest Diagnostics | LDT: Quest SARS-CoV-2 rRT-PCR | SARS-Cov-2 Result Interpretation | nasal swab specimens (445297001^Swab of internal nose^SCT) anterior nasal swab (697989009^Anterior nares swab^SCT) mid-turbinate nasal swab (1293160008^Swab from middle region of inferior nasal meatus^SCT) nasopharyngeal swab (258500001^Nasopharyngeal swab^SCT) oropharyngeal swabs (258529004^Throat swab^SCT) sputum (119334006^Sputum specimen^SCT) tracheal aspirates (445447003^Specimen from trachea obtained by aspiration^SCT) bronchoalveolar lavage/wash (258607008^Bronchoalveolar lavage fluid sample^SCT)). | NOT DETECTED (260415000^Not Detected^SCT) NOT DETECTED (895231008^Not Detected in Pooled Specimen^SCT) DETECTED (260373001^Detected^SCT) INCONCLUSIVE (419984006^Inconclusive^SCT) INVALID (455371000124106^Invalid result^SCT or 125154007^Specimen unsatisfactory for evaluation^SCT) | 94500-6 | SARS coronavirus 2 RNA [Presence] in Respiratory specimen by NAA with probe detection | 94531-1 | SARS coronavirus 2 RNA panel - Respiratory specimen by NAA with probe detection |  |  |  | Quest SARS-CoV-2 rRT-PCR_Quest Diagnostics Infectious Disease, Inc. | EUA | ABI 7500 Real-Time PCR_Thermo Fisher | MNI | SARS coronavirus 2 RNA | PrThr | Pt | Respiratory | Ord | Probe.amp.tar | 20210929 | 2.68
Quest Diagnostics Nichols Institute | LDT: Quest COVID-19 PCR DTC* | SARS-CoV-2 viral RNA | anterior nasal swab specimens (697989009^Anterior nares swab^SCT) | Not Detected (260415000^Not Detected^SCT) Not Detected (895231008^Not Detected in Pooled Specimen^SCT) Detected (260373001^Detected^SCT) Inconclusive (419984006^Inconclusive^SCT) Invalid (455371000124106^Invalid result^SCT or 125154007^Specimen unsatisfactory for evaluation^SCT) | 95409-9 | SARS-CoV-2 (COVID-19) N gene [Presence] in Nose by NAA with probe detection | 94531-1 | SARS-CoV-2 (COVID-19) RNA panel - Respiratory specimen by NAA with probe detection |  |  |  | Quest COVID-19 PCR DTC_Quest Diagnostics Nichols Institute | EUA | ABI 7500 Real-Time PCR_Thermo Fisher | MNI | SARS coronavirus 2 N gene | PrThr | Pt | Nose | Ord | Probe.amp.tar | 20220330 | 2.69
Quest Diagnostics Nichols Institute | LDT: Quest Diagnostics RC COVID-19+Flu RT-PCR | SARS-CoV-2 Interpretation | nasal swab (445297001^Swab of internal nose^SCT) | SARS-CoV-2 RNA Not Detected (260415000^Not Detected^SCT) Presumptive Positive for SARS-CoV-2 RNA (720735008^Presumptive positive^SCT) SARS-CoV-2 RNA Detected (260373001^Detected^SCT) SARS-CoV-2 Invalid (455371000124106^Invalid result^SCT or 125154007^Specimen unsatisfactory for evaluation^SCT) | 94500-6 | SARS-CoV-2 (COVID-19) RNA [Presence] in Respiratory specimen by NAA with probe detection | 95422-2 | Influenza virus A and B and SARS-CoV-2 (COVID-19) RNA panel - Respiratory specimen by NAA with probe detection |  |  |  | Quest Diagnostics RC COVID-19+Flu RT-PCR_Quest Diagnostics Infectious Disease, Inc. | EUA | cobas 6800 System_Roche | MNI | SARS coronavirus 2 RNA | PrThr | Pt | Respiratory | Ord | Probe.amp.tar | 20220223 | 2.69
Quest Diagnostics Nichols Institute | LDT: Quest Diagnostics RC COVID-19+Flu RT-PCR | Influenza A Interpretation | nasal swab (445297001^Swab of internal nose^SCT) | Influenza A RNA Not Detected (260415000^Not Detected^SCT) Influenza A RNA Detected (260373001^Detected^SCT) Influenza A Invalid (455371000124106^Invalid result^SCT or 125154007^Specimen unsatisfactory for evaluation^SCT) | 92142-9 | Influenza virus A RNA [Presence] in Respiratory specimen by NAA with probe detection | 95422-2 | Influenza virus A and B and SARS-CoV-2 (COVID-19) RNA panel - Respiratory specimen by NAA with probe detection |  |  |  | Quest Diagnostics RC COVID-19+Flu RT-PCR_Quest Diagnostics Infectious Disease, Inc. | EUA | cobas 6800 System_Roche | MNI | Influenza virus A RNA | PrThr | Pt | Respiratory | Ord | Probe.amp.tar | 20220223 | 2.66
Quest Diagnostics Nichols Institute | LDT: Quest Diagnostics RC COVID-19+Flu RT-PCR | Influenza B Interpretation | nasal swab (445297001^Swab of internal nose^SCT) | Influenza B RNA Not Detected (260415000^Not Detected^SCT) Influenza B RNA Detected (260373001^Detected^SCT) Influenza B Invalid (455371000124106^Invalid result^SCT or 125154007^Specimen unsatisfactory for evaluation^SCT) | 92141-1 | Influenza virus B RNA [Presence] in Respiratory specimen by NAA with probe detection | 95422-2 | Influenza virus A and B and SARS-CoV-2 (COVID-19) RNA panel - Respiratory specimen by NAA with probe detection |  |  |  | Quest Diagnostics RC COVID-19+Flu RT-PCR_Quest Diagnostics Infectious Disease, Inc. | EUA | cobas 6800 System_Roche | MNI | Influenza virus B RNA | PrThr | Pt | Respiratory | Ord | Probe.amp.tar | 20220223 | 2.66
Quest Diagnostics Nichols Institute | LDT: Quest Diagnostics RC COVID-19+Flu RT-PCR | SARS-CoV-2 Interpretation | nasal swab (445297001^Swab of internal nose^SCT) | SARS-CoV-2 RNA Not Detected (260415000^Not Detected^SCT) Presumptive Positive for SARS-CoV-2 RNA (720735008^Presumptive positive^SCT) SARS-CoV-2 RNA Detected (260373001^Detected^SCT) SARS-CoV-2 Invalid (455371000124106^Invalid result^SCT or 125154007^Specimen unsatisfactory for evaluation^SCT) | 94500-6 | SARS-CoV-2 (COVID-19) RNA [Presence] in Respiratory specimen by NAA with probe detection | 95422-2 | Influenza virus A and B and SARS-CoV-2 (COVID-19) RNA panel - Respiratory specimen by NAA with probe detection |  |  |  | Quest Diagnostics RC COVID-19+Flu RT-PCR_Quest Diagnostics Infectious Disease, Inc. | EUA | cobas 8800 System_Roche | MNI | SARS coronavirus 2 RNA | PrThr | Pt | Respiratory | Ord | Probe.amp.tar | 20220223 | 2.69
Quest Diagnostics Nichols Institute | LDT: Quest Diagnostics RC COVID-19+Flu RT-PCR | Influenza A Interpretation | nasal swab (445297001^Swab of internal nose^SCT) | Influenza A RNA Not Detected (260415000^Not Detected^SCT) Influenza A RNA Detected (260373001^Detected^SCT) Influenza A Invalid (455371000124106^Invalid result^SCT or 125154007^Specimen unsatisfactory for evaluation^SCT) | 92142-9 | Influenza virus A RNA [Presence] in Respiratory specimen by NAA with probe detection | 95422-2 | Influenza virus A and B and SARS-CoV-2 (COVID-19) RNA panel - Respiratory specimen by NAA with probe detection |  |  |  | Quest Diagnostics RC COVID-19+Flu RT-PCR_Quest Diagnostics Infectious Disease, Inc. | EUA | cobas 8800 System_Roche | MNI | Influenza virus A RNA | PrThr | Pt | Respiratory | Ord | Probe.amp.tar | 20220223 | 2.66
Quest Diagnostics Nichols Institute | LDT: Quest Diagnostics RC COVID-19+Flu RT-PCR | Influenza B Interpretation | nasal swab (445297001^Swab of internal nose^SCT) | Influenza B RNA Not Detected (260415000^Not Detected^SCT) Influenza B RNA Detected (260373001^Detected^SCT) Influenza B Invalid (455371000124106^Invalid result^SCT or 125154007^Specimen unsatisfactory for evaluation^SCT) | 92141-1 | Influenza virus B RNA [Presence] in Respiratory specimen by NAA with probe detection | 95422-2 | Influenza virus A and B and SARS-CoV-2 (COVID-19) RNA panel - Respiratory specimen by NAA with probe detection |  |  |  | Quest Diagnostics RC COVID-19+Flu RT-PCR_Quest Diagnostics Infectious Disease, Inc. | EUA | cobas 8800 System_Roche | MNI | Influenza virus B RNA | PrThr | Pt | Respiratory | Ord | Probe.amp.tar | 20220223 | 2.66
Quest Diagnostics Nichols Institute | LDT: Quest PF COVID-19 PCR DTC* | SARS-CoV-2 RNA | anterior nasal swab specimens (697989009^Anterior nares swab^SCT) | SARS-CoV-2 not detected (260415000^Not Detected^SCT) SARS-CoV-2 not detected (895231008^Not Detected in Pooled Specimen^SCT) SARS-CoV-2 detected (260373001^Detected^SCT) Invalid (455371000124106^Invalid result^SCT or 125154007^Specimen unsatisfactory for evaluation^SCT) | 94559-2 | SARS-CoV-2 (COVID-19) ORF1ab region [Presence] in Respiratory specimen by NAA with probe detection | 94559-2 | SARS-CoV-2 (COVID-19) ORF1ab region [Presence] in Respiratory specimen by NAA with probe detection |  |  |  | Quest PF COVID-19 PCR DTC_Quest Diagnostics Nichols Institute | EUA | Panther Fusion System_Hologic | MNI | SARS coronavirus 2 ORF1ab region | PrThr | Pt | Respiratory | Ord | Probe.amp.tar | 20220330 | 2.69
Quest Diagnostics Nichols Institute | LDT: Quest RC COVID-19 PCR DTC* | SARS-CoV-2 viral RNA | anterior nasal swab specimens (697989009^Anterior nares swab^SCT) | Positive (260373001^Detected^SCT) Presumptive Positive (720735008^Presumptive positive^SCT) Negative (260415000^Not Detected^SCT) Negative (895231008^Not Detected in Pooled Specimen^SCT) Invalid (455371000124106^Invalid result^SCT or 125154007^Specimen unsatisfactory for evaluation^SCT) | 95406-5 | SARS-CoV-2 (COVID-19) RNA [Presence] in Nose by NAA with probe detection | 94531-1 | SARS-CoV-2 (COVID-19) RNA panel - Respiratory specimen by NAA with probe detection |  |  |  | Quest RC COVID-19 PCR DTC_Quest Diagnostics Nichols Institute | EUA | cobas 6800 System_Roche | MNI | SARS coronavirus 2 RNA | PrThr | Pt | Nose | Ord | Probe.amp.tar | 20220330 | 2.69
Quest Diagnostics Nichols Institute | LDT: Quest RC COVID-19 PCR DTC* | SARS-CoV-2 viral RNA | anterior nasal swab specimens (697989009^Anterior nares swab^SCT) | Positive (260373001^Detected^SCT) Presumptive Positive (720735008^Presumptive positive^SCT) Negative (260415000^Not Detected^SCT) Negative (895231008^Not Detected in Pooled Specimen^SCT) Invalid (455371000124106^Invalid result^SCT or 125154007^Specimen unsatisfactory for evaluation^SCT) | 95406-5 | SARS-CoV-2 (COVID-19) RNA [Presence] in Nose by NAA with probe detection | 94531-1 | SARS-CoV-2 (COVID-19) RNA panel - Respiratory specimen by NAA with probe detection |  |  |  | Quest RC COVID-19 PCR DTC_Quest Diagnostics Nichols Institute | EUA | cobas 8800 System_Roche | MNI | SARS coronavirus 2 RNA | PrThr | Pt | Nose | Ord | Probe.amp.tar | 20220330 | 2.69
Quidel | Lyra Direct SARS-CoV-2 Assay | SARS-CoV-2 Result Interpretation | nasal swab (445297001^Swab of internal nose^SCT) nasopharyngeal swab (258500001^Nasopharyngeal swab^SCT) oropharyngeal swab (258529004^Throat swab^SCT) | No SARS-CoV-2 viral RNA detected; PRC Detected. (260415000^Not Detected^SCT) SARS-CoV-2 Virus viral RNA detected. (260373001^Detected^SCT) No SARS-CoV-2 viral RNA and no PRC RNA detected.(455371000124106^Invalid result^SCT or 125154007^Specimen unsatisfactory for evaluation^SCT) | 94559-2 | SARS coronavirus 2 ORF1ab region [Presence] in Respiratory specimen by NAA with probe detection | 94559-2 | SARS coronavirus 2 ORF1ab region [Presence] in Respiratory specimen by NAA with probe detection |  |  |  | Lyra Direct SARS-CoV-2 Assay_Quidel Corporation | EUA | 10190302000222 | DII | SARS coronavirus 2 ORF1ab region | PrThr | Pt | Respiratory | Ord | Probe.amp.tar | 20200925 | 2.68
Quidel | Lyra Direct SARS-CoV-2 Assay | SARS-CoV-2 Result Interpretation | nasal swab (445297001^Swab of internal nose^SCT) nasopharyngeal swab (258500001^Nasopharyngeal swab^SCT) oropharyngeal swab (258529004^Throat swab^SCT) | No SARS-CoV-2 viral RNA detected; PRC Detected. (260415000^Not Detected^SCT) SARS-CoV-2 Virus viral RNA detected. (260373001^Detected^SCT) No SARS-CoV-2 viral RNA and no PRC RNA detected.(455371000124106^Invalid result^SCT or 125154007^Specimen unsatisfactory for evaluation^SCT) | 94559-2 | SARS coronavirus 2 ORF1ab region [Presence] in Respiratory specimen by NAA with probe detection | 94559-2 | SARS coronavirus 2 ORF1ab region [Presence] in Respiratory specimen by NAA with probe detection |  |  |  | Lyra Direct SARS-CoV-2 Assay_Quidel Corporation | EUA | ABI 7500 Real-Time PCR_Thermo Fisher | MNI | SARS coronavirus 2 ORF1ab region | PrThr | Pt | Respiratory | Ord | Probe.amp.tar | 20200925 | 2.68
Quidel | Lyra Direct SARS-CoV-2 Assay | SARS-CoV-2 Result Interpretation | nasal swab (445297001^Swab of internal nose^SCT) nasopharyngeal swab (258500001^Nasopharyngeal swab^SCT) oropharyngeal swab (258529004^Throat swab^SCT) | No SARS-CoV-2 viral RNA detected; PRC Detected. (260415000^Not Detected^SCT) SARS-CoV-2 Virus viral RNA detected. (260373001^Detected^SCT) No SARS-CoV-2 viral RNA and no PRC RNA detected.(455371000124106^Invalid result^SCT or 125154007^Specimen unsatisfactory for evaluation^SCT) | 94559-2 | SARS coronavirus 2 ORF1ab region [Presence] in Respiratory specimen by NAA with probe detection | 94559-2 | SARS coronavirus 2 ORF1ab region [Presence] in Respiratory specimen by NAA with probe detection |  |  |  | Lyra Direct SARS-CoV-2 Assay_Quidel Corporation | EUA | LightCycler 480 Instrument_Roche | MNI | SARS coronavirus 2 ORF1ab region | PrThr | Pt | Respiratory | Ord | Probe.amp.tar | 20200925 | 2.68
Quidel | Lyra Direct SARS-CoV-2 Assay | SARS-CoV-2 Result Interpretation | nasal swab (445297001^Swab of internal nose^SCT) nasopharyngeal swab (258500001^Nasopharyngeal swab^SCT) oropharyngeal swab (258529004^Throat swab^SCT) | No SARS-CoV-2 viral RNA detected; PRC Detected. (260415000^Not Detected^SCT) SARS-CoV-2 Virus viral RNA detected. (260373001^Detected^SCT) No SARS-CoV-2 viral RNA and no PRC RNA detected.(455371000124106^Invalid result^SCT or 125154007^Specimen unsatisfactory for evaluation^SCT) | 94559-2 | SARS coronavirus 2 ORF1ab region [Presence] in Respiratory specimen by NAA with probe detection | 94559-2 | SARS coronavirus 2 ORF1ab region [Presence] in Respiratory specimen by NAA with probe detection |  |  |  | Lyra Direct SARS-CoV-2 Assay_Quidel Corporation | EUA | cobas z 480 Instrument_Roche | MNI | SARS coronavirus 2 ORF1ab region | PrThr | Pt | Respiratory | Ord | Probe.amp.tar | 20200925 | 2.68
Quidel | Lyra Direct SARS-CoV-2 Assay | SARS-CoV-2 Result Interpretation | nasal swab (445297001^Swab of internal nose^SCT) nasopharyngeal swab (258500001^Nasopharyngeal swab^SCT) oropharyngeal swab (258529004^Throat swab^SCT) | No SARS-CoV-2 viral RNA detected; PRC Detected. (260415000^Not Detected^SCT) SARS-CoV-2 Virus viral RNA detected. (260373001^Detected^SCT) No SARS-CoV-2 viral RNA and no PRC RNA detected.(455371000124106^Invalid result^SCT or 125154007^Specimen unsatisfactory for evaluation^SCT) | 94559-2 | SARS coronavirus 2 ORF1ab region [Presence] in Respiratory specimen by NAA with probe detection | 94559-2 | SARS coronavirus 2 ORF1ab region [Presence] in Respiratory specimen by NAA with probe detection |  |  |  | Lyra Direct SARS-CoV-2 Assay_Quidel Corporation | EUA | Rotor-Gene Q_QIAGEN GmbH | MNI | SARS coronavirus 2 ORF1ab region | PrThr | Pt | Respiratory | Ord | Probe.amp.tar | 20200925 | 2.68
Quidel | Lyra Direct SARS-CoV-2 Assay | SARS-CoV-2 Result Interpretation | nasal swab (445297001^Swab of internal nose^SCT) nasopharyngeal swab (258500001^Nasopharyngeal swab^SCT) oropharyngeal swab (258529004^Throat swab^SCT) | No SARS-CoV-2 viral RNA detected; PRC Detected. (260415000^Not Detected^SCT) SARS-CoV-2 Virus viral RNA detected. (260373001^Detected^SCT) No SARS-CoV-2 viral RNA and no PRC RNA detected.(455371000124106^Invalid result^SCT or 125154007^Specimen unsatisfactory for evaluation^SCT) | 94559-2 | SARS coronavirus 2 ORF1ab region [Presence] in Respiratory specimen by NAA with probe detection | 94559-2 | SARS coronavirus 2 ORF1ab region [Presence] in Respiratory specimen by NAA with probe detection |  |  |  | Lyra Direct SARS-CoV-2 Assay_Quidel Corporation | EUA | CFX96 Touch Real-Time PCR System_BioRad | MNI | SARS coronavirus 2 ORF1ab region | PrThr | Pt | Respiratory | Ord | Probe.amp.tar | 20200925 | 2.68
Quidel | Lyra Direct SARS-CoV-2 Assay | SARS-CoV-2 Result Interpretation | nasal swab (445297001^Swab of internal nose^SCT) nasopharyngeal swab (258500001^Nasopharyngeal swab^SCT) oropharyngeal swab (258529004^Throat swab^SCT) | No SARS-CoV-2 viral RNA detected; PRC Detected. (260415000^Not Detected^SCT) SARS-CoV-2 Virus viral RNA detected. (260373001^Detected^SCT) No SARS-CoV-2 viral RNA and no PRC RNA detected.(455371000124106^Invalid result^SCT or 125154007^Specimen unsatisfactory for evaluation^SCT) | 94559-2 | SARS coronavirus 2 ORF1ab region [Presence] in Respiratory specimen by NAA with probe detection | 94559-2 | SARS coronavirus 2 ORF1ab region [Presence] in Respiratory specimen by NAA with probe detection |  |  |  | Lyra Direct SARS-CoV-2 Assay_Quidel Corporation | EUA | ABI QuantStudio 7 Pro_Thermo Fisher | MNI | SARS coronavirus 2 ORF1ab region | PrThr | Pt | Respiratory | Ord | Probe.amp.tar | 20200925 | 2.68
Quidel | Sofia SARS Antigen FIA | SARS-CoV-2 Ag (nucleocapsid protein) | anterior nasal swab (697989009^Anterior nares swab^SCT) | Positive (260373001^Detected^SCT) Negative (260415000^Not detected^SCT) Invalid (455371000124106^Invalid result^SCT or 125154007^Specimen unsatisfactory for evaluation^SCT) | 95209-3 | SARS coronavirus+SARS coronavirus 2 Ag [Presence] in Respiratory specimen by Rapid immunoassay | 95209-3 | SARS coronavirus+SARS coronavirus 2 Ag [Presence] in Respiratory specimen by Rapid immunoassay |  |  |  | Sofia SARS Antigen FIA_Quidel Corporation | EUA | Sofia 2 Instrument_Quidel | MNI | SARS coronavirus+SARS coronavirus 2 Ag | PrThr | Pt | Respiratory | Ord | IA.rapid | 20210407 | 2.68
Quidel | Sofia SARS Antigen FIA | SARS-CoV-2 Ag (nucleocapsid protein) | anterior nasal swab (697989009^Anterior nares swab^SCT) | Positive (260373001^Detected^SCT) Negative (260415000^Not detected^SCT) Invalid (455371000124106^Invalid result^SCT or 125154007^Specimen unsatisfactory for evaluation^SCT) | 95209-3 | SARS coronavirus+SARS coronavirus 2 Ag [Presence] in Respiratory specimen by Rapid immunoassay | 95209-3 | SARS coronavirus+SARS coronavirus 2 Ag [Presence] in Respiratory specimen by Rapid immunoassay |  |  |  | Sofia SARS Antigen FIA_Quidel Corporation | EUA | Sofia Instrument_Quidel | MNI | SARS coronavirus+SARS coronavirus 2 Ag | PrThr | Pt | Respiratory | Ord | IA.rapid | 20210407 | 2.68
Quidel Corporation | QuickVue At-Home COVID-19 Test* | SARS-CoV-2 nucleocapsid protein antigen Result Interpretation | anterior nares swab (697989009^Anterior nares swab^SCT) | Positive Result (260373001^Detected^SCT) Negative Result (260415000^Not Detected^SCT) Invalid Result (455371000124106^Invalid result^SCT or 125154007^Specimen unsatisfactory for evaluation^SCT) | 95209-3 | SARS-CoV+SARS-CoV-2 (COVID-19) Ag [Presence] in Respiratory specimen by Rapid immunoassay | 95209-3 | SARS-CoV+SARS-CoV-2 (COVID-19) Ag [Presence] in Respiratory specimen by Rapid immunoassay |  |  |  | QuickVue At-Home COVID-19 Test_Quidel Corporation | EUA | No Equipment | NA | SARS coronavirus+SARS coronavirus 2 Ag | PrThr | Pt | Respiratory | Ord | IA.rapid | 20210303 | 2.69
Quidel Corporation | QuickVue At-Home OTC COVID-19 Test* | SARS-CoV-2 nucleocapsid protein antigen | anterior nasal (nares) swab (697989009^Anterior nares swab^SCT) | Positive Result (260373001^Detected^SCT) Negative Result (260415000^Not Detected^SCT) Invalid Result (455371000124106^Invalid result^SCT or 125154007^Specimen unsatisfactory for evaluation^SCT) | 95209-3 | SARS-CoV+SARS-CoV-2 (COVID-19) Ag [Presence] in Respiratory specimen by Rapid immunoassay | 95209-3 | SARS-CoV+SARS-CoV-2 (COVID-19) Ag [Presence] in Respiratory specimen by Rapid immunoassay |  |  |  | QuickVue At-Home OTC COVID-19 Test_Quidel Corporation | EUA | No Equipment | NA | SARS coronavirus+SARS coronavirus 2 Ag | PrThr | Pt | Respiratory | Ord | IA.rapid | 20210407 | 2.69
Quidel Corporation | QuickVue SARS Antigen Test* | SARS-CoV-2 nucleocapsid protein antigen | anterior nares (NS) swab (697989009^Anterior nares swab^SCT) | Positive Result (260373001^Detected^SCT) Negative result (260415000^Not Detected^SCT) Invalid result (455371000124106^Invalid result^SCT or 125154007^Specimen unsatisfactory for evaluation^SCT) | 95209-3 | SARS-CoV+SARS-CoV-2 (COVID-19) Ag [Presence] in Respiratory specimen by Rapid immunoassay | 95209-3 | SARS-CoV+SARS-CoV-2 (COVID-19) Ag [Presence] in Respiratory specimen by Rapid immunoassay |  |  |  | 30014613339373 | DIT | No Equipment | NA | SARS coronavirus+SARS coronavirus 2 Ag | PrThr | Pt | Respiratory | Ord | IA.rapid | 20210317 | 2.69
Quidel Corporation | Sofia 2 Flu + SARS Antigen FIA* | SARS antigen result | nasopharyngeal (NP) swab (258500001^Nasopharyngeal swab^SCT) nasal (NS) swab (445297001^Swab of internal nose^SCT) | Positive (260373001^Detected^SCT) Negative (260415000^Not Detected^SCT) Invalid (455371000124106^Invalid result^SCT or 125154007^Specimen unsatisfactory for evaluation^SCT) | 95209-3 | SARS-CoV+SARS-CoV-2 (COVID-19) Ag [Presence] in Respiratory specimen by Rapid immunoassay | 95942-9 | Influenza virus A and B and SARS-CoV+SARS-CoV-2 (COVID-19) Ag panel - Upper respiratory specimen by Rapid immunoassay | This test allows for the detection of SARS-CoV and SARS-CoV-2. The test detects, but does not differentiate, between the two viruses. |  |  | Sofia 2 Flu + SARS Antigen FIA_Quidel Corporation | EUA | Sofia 2 Instrument_Quidel | MNI | SARS coronavirus+SARS coronavirus 2 Ag | PrThr | Pt | Respiratory | Ord | IA.rapid | 20201028 | 2.68
Quidel Corporation | Sofia 2 Flu + SARS Antigen FIA* | Influenza A antigen result | nasopharyngeal (NP) swab (258500001^Nasopharyngeal swab^SCT) nasal (NS) swab (445297001^Swab of internal nose^SCT) | Positive (260373001^Detected^SCT) Negative (260415000^Not Detected^SCT) Invalid (455371000124106^Invalid result^SCT or 125154007^Specimen unsatisfactory for evaluation^SCT) | 80382-5 | Influenza virus A Ag [Presence] in Nasopharynx by Rapid immunoassay | 95942-9 | Influenza virus A and B and SARS-CoV+SARS-CoV-2 (COVID-19) Ag panel - Upper respiratory specimen by Rapid immunoassay |  |  |  | Sofia 2 Flu + SARS Antigen FIA_Quidel Corporation | EUA | Sofia 2 Instrument_Quidel | MNI | Influenza virus B Ag | PrThr | Pt | Nph | Ord | IA.rapid | 20201028 | 2.68
Quidel Corporation | Sofia 2 Flu + SARS Antigen FIA* | Influenza B antigen result | nasopharyngeal (NP) swab (258500001^Nasopharyngeal swab^SCT) nasal (NS) swab (445297001^Swab of internal nose^SCT) | Positive (260373001^Detected^SCT) Negative (260415000^Not Detected^SCT) Invalid (455371000124106^Invalid result^SCT or 125154007^Specimen unsatisfactory for evaluation^SCT) | 80383-3 | Influenza virus B Ag [Presence] in Nasopharynx by Rapid immunoassay | 95942-9 | Influenza virus A and B and SARS-CoV+SARS-CoV-2 (COVID-19) Ag panel - Upper respiratory specimen by Rapid immunoassay |  |  |  | Sofia 2 Flu + SARS Antigen FIA_Quidel Corporation | EUA | Sofia 2 Instrument_Quidel | MNI | Influenza virus A Ag | PrThr | Pt | Nph | Ord | IA.rapid | 20201028 | 2.68
Quidel Corporation | Solana SARS-CoV-2 Assay* | SARS-CoV-2 Assay Result | nasopharyngeal (NP) swab (258500001^Nasopharyngeal swab^SCT) nasal (NS) swab (445297001^Swab of internal nose^SCT) | SARS-CoV-2 POSITIVE (260373001^Detected^SCT) SARS-CoV-2 NEGATIVE (260415000^Not Detected^SCT) SARS-CoV-2 INVALID (455371000124106^Invalid result^SCT or 125154007^Specimen unsatisfactory for evaluation^SCT) | 94500-6 | SARS-CoV-2 (COVID-19) RNA [Presence] in Respiratory specimen by NAA with probe detection | 94500-6 | SARS-CoV-2 (COVID-19) RNA [Presence] in Respiratory specimen by NAA with probe detection |  |  |  | Solana SARS-CoV-2 Assay_Quidel Corporation | EUA | Solana Instrument_Quidel | MNI | SARS coronavirus 2 RNA | PrThr | Pt | Respiratory | Ord | Probe.amp.tar | 20210107 | 2.69
Quotient Suisse SA | MosaiQ COVID-19 Antibody Magazine* | SARS-CoV-2 Antibody test results | serum (119364003^Serum specimen^SCT) plasma (119361006^Plasma specimen^SCT) | SARS-CoV-2 Antibody test results are Non-Reactive (260385009^Negative^SCT) SARS-CoV-2 Antibody test results are Reactive (10828004^Positive^SCT) | 94547-7 | SARS-CoV-2 (COVID-19) IgG+IgM Ab [Presence] in Serum or Plasma by Immunoassay | 94547-7 | SARS-CoV-2 (COVID-19) IgG+IgM Ab [Presence] in Serum or Plasma by Immunoassay | Testing is limited to Genetrack Biolabs Inc., located at 100 - 2806 Kingsway Vancouver BC V5R 5T5 Canada |  |  | MosaiQ COVID-19 Antibody Magazine_Quotient Suisse SA | EUA | MosaIQ 125_Quotient | MNI | SARS coronavirus 2 Ab.IgG+IgM | PrThr | Pt | Ser/Plas | Ord | IA | 20201005 | 2.68
RCA Laboratory Services LLC dba GENETWORx | LDT: GENETWORx Covid-19 Nasal Swab Test* | SARS-CoV-2 Report | nasal swab (445297001^Swab of internal nose^SCT) | Negative (260415000^Not Detected^SCT) Positive (260373001^Detected^SCT) Invalid (455371000124106^Invalid result^SCT or 125154007^Specimen unsatisfactory for evaluation^SCT) | 94500-6 | SARS-CoV-2 (COVID-19) RNA [Presence] in Respiratory specimen by NAA with probe detection | 94500-6 | SARS-CoV-2 (COVID-19) RNA [Presence] in Respiratory specimen by NAA with probe detection | Testing is limited to RCA Laboratory Services LLC located at 4060 Innslake Drive, Glen Allen, VA 23060 and Testing Centers of America LLC located at 411 Swedeland Road, King of Prussia, PA 19406, that are certified under the Clinical Laboratory Improvement Amendments of 1988 (CLIA), 42 U.S.C. §263a, and meet requirements to perform high complexity tests. |  |  | GENETWORx Covid-19 Nasal Swab Test_RCA Laboratory Services LLC dba GENETWORx | EUA | Panther System_Hologic | MNI | SARS coronavirus 2 RNA | PrThr | Pt | Respiratory | Ord | Probe.amp.tar | 20210107 | 2.69
RCA Laboratory Services LLC dba GENETWORx | LDT: GENETWORx Covid-19 Nasal Swab Test* | SARS-CoV-2 Report | nasal swab (445297001^Swab of internal nose^SCT) | Negative (260415000^Not Detected^SCT) Positive (260373001^Detected^SCT) Invalid (455371000124106^Invalid result^SCT or 125154007^Specimen unsatisfactory for evaluation^SCT) | 94500-6 | SARS-CoV-2 (COVID-19) RNA [Presence] in Respiratory specimen by NAA with probe detection | 94500-6 | SARS-CoV-2 (COVID-19) RNA [Presence] in Respiratory specimen by NAA with probe detection | Testing is limited to RCA Laboratory Services LLC located at 4060 Innslake Drive, Glen Allen, VA 23060 and Testing Centers of America LLC located at 411 Swedeland Road, King of Prussia, PA 19406, that are certified under the Clinical Laboratory Improvement Amendments of 1988 (CLIA), 42 U.S.C. §263a, and meet requirements to perform high complexity tests. |  |  | GENETWORx Covid-19 Nasal Swab Test_RCA Laboratory Services LLC dba GENETWORx | EUA | Panther Fusion System_Hologic | MNI | SARS coronavirus 2 RNA | PrThr | Pt | Respiratory | Ord | Probe.amp.tar | 20210107 | 2.69
RCA Laboratory Services LLC dba GENETWORx | LDT: Gx HTKB SARS-CoV-2 Test | SARS-CoV-2 RNA Result | anterior nasal swab (697989009^Anterior nares swab^SCT) mid-turbinate swab (1293160008^Swab from middle region of inferior nasal meatus^SCT) | Positive (260373001^Detected^SCT) Negative (260415000^Not Detected^SCT) Invalid (455371000124106^Invalid result^SCT or 125154007^Specimen unsatisfactory for evaluation^SCT) | 94533-7 | SARS-CoV-2 (COVID-19) N gene [Presence] in Respiratory system specimen by NAA with probe detection | 94533-7 | SARS-CoV-2 (COVID-19) N gene [Presence] in Respiratory system specimen by NAA with probe detection | Testing is limited to RCA Laboratory Services LLC located at 4060 Innslake Drive, Glen Allen, VA 23060 and 670 US 1, Iselin, NJ 08830 |  |  | Gx HTKB SARS-CoV-2 Test_RCA Laboratory Services LLC dba GENETWORx | EUA | CFX384 Touch Real-Time PCR_BioRad | MNI | SARS coronavirus 2 N gene | PrThr | Pt | Respiratory System Specimen | Ord | Probe.amp.tar | 20240125 | 2.76
RCA Laboratory Services LLC dba GENETWORx | LDT: Gx HTIQ SARS-CoV-2 Test | SARS-CoV-2 RNA Result | anterior nasal (AN) swabs (697989009^Anterior nares swab^SCT) mid-turbinate (MT) swabs (1293160008^Swab from middle region of inferior nasal meatus^SCT) | Positive (260373001^Detected^SCT) Negative (260415000^Not Detected^SCT) Invalid (455371000124106^Invalid result^SCT or 125154007^Specimen unsatisfactory for evaluation^SCT) | 94533-7 | SARS-CoV-2 (COVID-19) N gene [Presence] in Respiratory system specimen by NAA with probe detection | 94533-7 | SARS-CoV-2 (COVID-19) N gene [Presence] in Respiratory system specimen by NAA with probe detection | Testing is limited to RCA Laboratory Services LLC located at 4060 Innslake Drive, Glen Allen, VA 23060 and 670 US 1, Iselin, NJ 08830 |  |  | Gx HTIQ SARS-CoV-2 Test_RCA Laboratory Services LLC dba GENETWORx | EUA | IntelliQube qPCR system_Biosearch | MNI | SARS coronavirus 2 N gene | PrThr | Pt | Respiratory System Specimen | Ord | Probe.amp.tar | 20240125 | 2.76
ResearchDx, Inc., DBA Pacific Diagnostics | LDT: PacificDx Covid-19* | SARS-CoV-2 Result Interpretation | nasopharyngeal swabs (258500001^Nasopharyngeal swab^SCT) oropharyngeal swabs (258529004^Throat swab^SCT) nasal swabs (445297001^Swab of internal nose^SCT) mid-turbinate nasal swabs (1293160008^Swab from middle region of inferior nasal meatus^SCT) | SARS-CoV-2 Detected (260373001^Detected^SCT) Inconclusive for SARS-CoV-2 (419984006^Inconclusive^SCT) SARS-CoV-2 Not Detected (260415000^Not Detected^SCT) Invalid Result (455371000124106^Invalid result^SCT or 125154007^Specimen unsatisfactory for evaluation^SCT) | 94533-7 | SARS-CoV-2 (COVID-19) N gene [Presence] in Respiratory specimen by NAA with probe detection | 94531-1 | SARS-CoV-2 (COVID-19) RNA panel - Respiratory specimen by NAA with probe detection | Testing is limited to Pacific Diagnostics located at 5 Mason Drive, Irvine, CA 92618, which is certified under the Clinical Laboratory Improvement Amendments of 1988 (CLIA), 42 U.S.C. §263a, and meets requirements to perform high complexity tests. |  |  | PacificDx Covid-19_ResearchDx, Inc., DBA Pacific Diagnostics | EUA | ABI QuantStudio Dx_Thermo Fisher | MNI | SARS coronavirus 2 N gene | PrThr | Pt | Respiratory | Ord | Probe.amp.tar | 20210113 | 2.68
ResearchDx, Inc., DBA Pacific Diagnostics | LDT: PacificDx Covid-19* | SARS-CoV-2 Result Interpretation | nasopharyngeal swabs (258500001^Nasopharyngeal swab^SCT) oropharyngeal swabs (258529004^Throat swab^SCT) nasal swabs (445297001^Swab of internal nose^SCT) mid-turbinate nasal swabs (1293160008^Swab from middle region of inferior nasal meatus^SCT) | SARS-CoV-2 Detected (260373001^Detected^SCT) Inconclusive for SARS-CoV-2 (419984006^Inconclusive^SCT) SARS-CoV-2 Not Detected (260415000^Not Detected^SCT) Invalid Result (455371000124106^Invalid result^SCT or 125154007^Specimen unsatisfactory for evaluation^SCT) | 94533-7 | SARS-CoV-2 (COVID-19) N gene [Presence] in Respiratory specimen by NAA with probe detection | 94531-1 | SARS-CoV-2 (COVID-19) RNA panel - Respiratory specimen by NAA with probe detection | Testing is limited to Pacific Diagnostics located at 5 Mason Drive, Irvine, CA 92618, which is certified under the Clinical Laboratory Improvement Amendments of 1988 (CLIA), 42 U.S.C. §263a, and meets requirements to perform high complexity tests. |  |  | PacificDx Covid-19_ResearchDx, Inc., DBA Pacific Diagnostics | EUA | ABI 7900HT Fast Real-Time PCR_Thermo Fisher | MNI | SARS coronavirus 2 N gene | PrThr | Pt | Respiratory | Ord | Probe.amp.tar | 20210113 | 2.68
Rheonix Inc. | Rheonix COVID-19 MDx Assay* | SARS-CoV-2 Result Interpretation | anterior nasal swabs (697989009^Anterior nares swab^SCT) mid-turbinate nasal swabs(1293160008^Swab from middle region of inferior nasal meatus^SCT) nasopharyngeal swabs (258500001^Nasopharyngeal swab^SCT) oropharyngeal swabs (258529004^Throat swab^SCT) nasal aspirate (429931000124105^Nasal aspirate specimen^SCT) nasal wash (433871000124101^Nasal washings^SCT) bronchoalveolar lavage(258607008^Bronchoalveolar lavage fluid sample^SCT) | Positive SARS-CoV-2 (260373001^Detected^SCT) Negative SARS-CoV-2 (260415000^Not Detected^SCT) Indeterminate (455371000124106^Invalid result^SCT or 125154007^Specimen unsatisfactory for evaluation^SCT) | 94756-4 | SARS coronavirus 2 N gene [Presence] in Respiratory specimen by Nucleic acid amplification using CDC primer-probe set N1 | 94756-4 | SARS coronavirus 2 N gene [Presence] in Respiratory specimen by Nucleic acid amplification using CDC primer-probe set N1 |  |  |  | Rheonix COVID-19 MDx Assay_Rheonix, Inc. | EUA | Encompass MDx Workstation_Rheonix | MNI | SARS coronavirus 2 RNA | PrThr | Pt | Respiratory | Ord | Probe.amp.tar.primer-probe set N1 | 20210811 | 2.68
Rheonix Inc. | Rheonix COVID-19 MDx Assay* | SARS-CoV-2 Result Interpretation | saliva specimens (258560004^Oral saliva sample^SCT) | Positive SARS-CoV-2 (260373001^Detected^SCT) Negative SARS-CoV-2 (260415000^Not Detected^SCT) Indeterminate (455371000124106^Invalid result^SCT or 125154007^Specimen unsatisfactory for evaluation^SCT) | 96448-6 | SARS-CoV-2 (COVID-19) N gene [Presence] in Saliva (oral fluid) by Nucleic acid amplification using CDC primer-probe set N1 | 96448-6 | SARS-CoV-2 (COVID-19) N gene [Presence] in Saliva (oral fluid) by Nucleic acid amplification using CDC primer-probe set N1 |  |  |  | Rheonix COVID-19 MDx Assay_Rheonix, Inc. | EUA | Encompass MDx Workstation_Rheonix | MNI | SARS coronavirus 2 N gene | PrThr | Pt | Saliva | Ord | Probe.amp.tar.CDC primer-probe set N1 | 20210811 | 2.69
Roche | cobas 6800/8800 Systems | cobas SARS-CoV-2 | anterior nasal swab (697989009^Anterior nares swab^SCT) nasal swab (445297001^Swab of internal nose^SCT) nasopharyngeal swab (258500001^Nasopharyngeal swab^SCT) oropharyngeal swab (258529004^Throat swab^SCT) | SARS-CoV-2 RNA is Detected (260373001^Detected^SCT) SARS-CoV-2 RNA is Presumptive Positive (720735008^Presumptive positive^SCT) SARS-CoV-2 RNA is Not Detected (260415000^Not detected^SCT) SARS-CoV-2 RNA is Not Detected (895231008^Not Detected in Pooled Specimen^SCT) Invalid Result (455371000124106^Invalid result^SCT or 125154007^Specimen unsatisfactory for evaluation^SCT) | 94500-6 | SARS coronavirus 2 RNA [Presence] in Respiratory specimen by NAA with probe detection | 94531-1 | SARS Coronavirus 2 RNA panel - Respiratory specimen by NAA with probe detection |  | SARS-COV-2^SARSCOV-2^99ROC | SARS-CoV-2 | cobas SARS-CoV-2_Roche Molecular Systems, Inc. (RMS) | EUA | 04015630935406 | DII | SARS coronavirus 2 RNA | PrThr | Pt | Respiratory | Ord | Probe.amp.tar | 20210414 | 2.68
Roche | cobas 6800/8800 Systems | cobas SARS-CoV-2 | anterior nasal swab (697989009^Anterior nares swab^SCT) nasal swab (445297001^Swab of internal nose^SCT) nasopharyngeal swab (258500001^Nasopharyngeal swab^SCT) oropharyngeal swab (258529004^Throat swab^SCT) | SARS-CoV-2 RNA is Detected (260373001^Detected^SCT) SARS-CoV-2 RNA is Presumptive Positive (720735008^Presumptive positive^SCT) SARS-CoV-2 RNA is Not Detected (260415000^Not detected^SCT) SARS-CoV-2 RNA is Not Detected (895231008^Not Detected in Pooled Specimen^SCT) Invalid Result (455371000124106^Invalid result^SCT or 125154007^Specimen unsatisfactory for evaluation^SCT) | 94500-6 | SARS coronavirus 2 RNA [Presence] in Respiratory specimen by NAA with probe detection | 94531-1 | SARS Coronavirus 2 RNA panel - Respiratory specimen by NAA with probe detection |  | SARS-COV-2^SARSCOV-2^99ROC | SARS-CoV-2 | cobas SARS-CoV-2_Roche Molecular Systems, Inc. (RMS) | EUA | 04015630935390 | DII | SARS coronavirus 2 RNA | PrThr | Pt | Respiratory | Ord | Probe.amp.tar | 20210414 | 2.68
Roche | cobas 6800/8800 Systems | pan-Sarbecovirus | anterior nasal swab (697989009^Anterior nares swab^SCT) nasal swab (445297001^Swab of internal nose^SCT) nasopharyngeal swab (258500001^Nasopharyngeal swab^SCT) oropharyngeal swab (258529004^Throat swab^SCT) | SARS-CoV-2 RNA is Detected (260373001^Detected^SCT) SARS-CoV-2 RNA is Presumptive Positive (720735008^Presumptive positive^SCT) SARS-CoV-2 RNA is Not Detected (260415000^Not detected^SCT) SARS-CoV-2 RNA is Not Detected (895231008^Not Detected in Pooled Specimen^SCT) Invalid Result (455371000124106^Invalid result^SCT or 125154007^Specimen unsatisfactory for evaluation^SCT) | 94758-0 | SARS-related coronavirus E gene [Presence] in Respiratory specimen by NAA with probe detection | 94531-1 | SARS Coronavirus 2 RNA panel - Respiratory specimen by NAA with probe detection |  |  |  | cobas SARS-CoV-2_Roche Molecular Systems, Inc. (RMS) | EUA | 04015630935406 | DII | SARS-related coronavirus E gene | PrThr | Pt | Respiratory | Ord | Probe.amp.tar | 20210414 | 2.68
Roche | cobas 6800/8800 Systems | pan-Sarbecovirus | anterior nasal swab (697989009^Anterior nares swab^SCT) nasal swab (445297001^Swab of internal nose^SCT) nasopharyngeal swab (258500001^Nasopharyngeal swab^SCT) oropharyngeal swab (258529004^Throat swab^SCT) | SARS-CoV-2 RNA is Detected (260373001^Detected^SCT) SARS-CoV-2 RNA is Presumptive Positive (720735008^Presumptive positive^SCT) SARS-CoV-2 RNA is Not Detected (260415000^Not detected^SCT) SARS-CoV-2 RNA is Not Detected (895231008^Not Detected in Pooled Specimen^SCT) Invalid Result (455371000124106^Invalid result^SCT or 125154007^Specimen unsatisfactory for evaluation^SCT) | 94758-0 | SARS-related coronavirus E gene [Presence] in Respiratory specimen by NAA with probe detection | 94531-1 | SARS Coronavirus 2 RNA panel - Respiratory specimen by NAA with probe detection |  |  |  | cobas SARS-CoV-2_Roche Molecular Systems, Inc. (RMS) | EUA | 04015630935390 | DII | SARS-related coronavirus E gene | PrThr | Pt | Respiratory | Ord | Probe.amp.tar | 20210414 | 2.68
Roche | cobas e 402 | Anti-SARS-CoV-2 S IVD | serum (119364003^Serum specimen^SCT) plasma (119361006^Plasma specimen^SCT) | U (Arbitrary Unit)/mL | 94769-7 | SARS-CoV-2 (COVID-19) Ab [Units/volume] in Serum or Plasma by Immunoassay | 94769-7 | SARS-CoV-2 (COVID-19) Ab [Units/volume] in Serum or Plasma by Immunoassay |  | 10230 | 9289275190 | Elecsys Anti-SARS-CoV-2 S_Roche Diagnostics, Inc. | EUA | 7613336165300 | DII | SARS coronavirus 2 Ab | ACnc | Pt | Ser/Plas | Qn | IA | 20210113 | 2.68
Roche | cobas e 411 | Anti-SARS-CoV-2 S IVD | serum (119364003^Serum specimen^SCT) plasma (119361006^Plasma specimen^SCT) | U (Arbitrary Unit)/mL | 94769-7 | SARS-CoV-2 (COVID-19) Ab [Units/volume] in Serum or Plasma by Immunoassay | 94769-7 | SARS-CoV-2 (COVID-19) Ab [Units/volume] in Serum or Plasma by Immunoassay |  | 2550 | 9289267190 | Elecsys Anti-SARS-CoV-2 S_Roche Diagnostics, Inc. | EUA | 4015630924721 | DII | SARS coronavirus 2 Ab | ACnc | Pt | Ser/Plas | Qn | IA | 20210113 | 2.68
Roche | cobas e 601 | Anti-SARS-CoV-2 S IVD | serum (119364003^Serum specimen^SCT) plasma (119361006^Plasma specimen^SCT) | U (Arbitrary Unit)/mL | 94769-7 | SARS-CoV-2 (COVID-19) Ab [Units/volume] in Serum or Plasma by Immunoassay | 94769-7 | SARS-CoV-2 (COVID-19) Ab [Units/volume] in Serum or Plasma by Immunoassay |  | 2550 | 9289267190 | Elecsys Anti-SARS-CoV-2 S_Roche Diagnostics, Inc. | EUA | 4015630924714 | DII | SARS coronavirus 2 Ab | ACnc | Pt | Ser/Plas | Qn | IA | 20210113 | 2.68
Roche | cobas e 602 | Anti-SARS-CoV-2 S IVD | serum (119364003^Serum specimen^SCT) plasma (119361006^Plasma specimen^SCT) | U (Arbitrary Unit)/mL | 94769-7 | SARS-CoV-2 (COVID-19) Ab [Units/volume] in Serum or Plasma by Immunoassay | 94769-7 | SARS-CoV-2 (COVID-19) Ab [Units/volume] in Serum or Plasma by Immunoassay |  | 71 | 9289267190 | Elecsys Anti-SARS-CoV-2 S_Roche Diagnostics, Inc. | EUA | 4015630929764 | DII | SARS coronavirus 2 Ab | ACnc | Pt | Ser/Plas | Qn | IA | 20210113 | 2.68
Roche | cobas e 801 | Anti-SARS-CoV-2 S IVD | serum (119364003^Serum specimen^SCT) plasma (119361006^Plasma specimen^SCT) | U (Arbitrary Unit)/mL | 94769-7 | SARS-CoV-2 (COVID-19) Ab [Units/volume] in Serum or Plasma by Immunoassay | 94769-7 | SARS-CoV-2 (COVID-19) Ab [Units/volume] in Serum or Plasma by Immunoassay |  | 71 | 9289267190 | Elecsys Anti-SARS-CoV-2 S_Roche Diagnostics, Inc. | EUA | 4015630946198 | DII | SARS coronavirus 2 Ab | ACnc | Pt | Ser/Plas | Qn | IA | 20210113 | 2.68
Roche | cobas e 402 | Anti-SARS-CoV-2 IVD | serum (119364003^Serum specimen^SCT) plasma (119361006^Plasma specimen^SCT) | Negative for anti-SARS-CoV-2-S (260385009^Negative^SCT) Positive for anti-SARS-CoV-2-S, numeric value within the measuring interval (10828004^Positive^SCT) Positive for anti-SARS-CoV-2-S, numeric value as > 250 U/mL (10828004^Positive^SCT)" | 94762-2 | SARS-CoV-2 (COVID-19) Ab [Presence] in Serum or Plasma by Immunoassay | 94769-7 | SARS-CoV-2 (COVID-19) Ab [Units/volume] in Serum or Plasma by Immunoassay |  | 10226 | 9203079190 | Elecsys Anti-SARS-CoV-2 S_Roche Diagnostics, Inc. | EUA | 7613336165300 | DII | SARS coronavirus 2 Ab | PrThr | Pt | Ser/Plas | Ord | IA | 20210113 | 2.68
Roche | cobas e 411 | Anti-SARS-CoV-2 IVD | serum (119364003^Serum specimen^SCT) plasma (119361006^Plasma specimen^SCT) | Negative for anti-SARS-CoV-2-S (260385009^Negative^SCT) Positive for anti-SARS-CoV-2-S, numeric value within the measuring interval (10828004^Positive^SCT) Positive for anti-SARS-CoV-2-S, numeric value as > 250 U/mL (10828004^Positive^SCT)" | 94762-2 | SARS-CoV-2 (COVID-19) Ab [Presence] in Serum or Plasma by Immunoassay | 94769-7 | SARS-CoV-2 (COVID-19) Ab [Units/volume] in Serum or Plasma by Immunoassay |  | 3000 | 9203095190 | Elecsys Anti-SARS-CoV-2 S_Roche Diagnostics, Inc. | EUA | 4015630924721 | DII | SARS coronavirus 2 Ab | PrThr | Pt | Ser/Plas | Ord | IA | 20210113 | 2.68
Roche | cobas e 601 | Anti-SARS-CoV-2 IVD | serum (119364003^Serum specimen^SCT) plasma (119361006^Plasma specimen^SCT) | Negative for anti-SARS-CoV-2-S (260385009^Negative^SCT) Positive for anti-SARS-CoV-2-S, numeric value within the measuring interval (10828004^Positive^SCT) Positive for anti-SARS-CoV-2-S, numeric value as > 250 U/mL (10828004^Positive^SCT)" | 94762-2 | SARS-CoV-2 (COVID-19) Ab [Presence] in Serum or Plasma by Immunoassay | 94769-7 | SARS-CoV-2 (COVID-19) Ab [Units/volume] in Serum or Plasma by Immunoassay |  | 3000 | 9203095190 | Elecsys Anti-SARS-CoV-2 S_Roche Diagnostics, Inc. | EUA | 4015630924714 | DII | SARS coronavirus 2 Ab | PrThr | Pt | Ser/Plas | Ord | IA | 20210113 | 2.68
Roche | cobas e 602 | Anti-SARS-CoV-2 IVD | serum (119364003^Serum specimen^SCT) plasma (119361006^Plasma specimen^SCT) | Negative for anti-SARS-CoV-2-S (260385009^Negative^SCT) Positive for anti-SARS-CoV-2-S, numeric value within the measuring interval (10828004^Positive^SCT) Positive for anti-SARS-CoV-2-S, numeric value as > 250 U/mL (10828004^Positive^SCT)" | 94762-2 | SARS-CoV-2 (COVID-19) Ab [Presence] in Serum or Plasma by Immunoassay | 94769-7 | SARS-CoV-2 (COVID-19) Ab [Units/volume] in Serum or Plasma by Immunoassay |  | 737 | 9203095190 | Elecsys Anti-SARS-CoV-2 S_Roche Diagnostics, Inc. | EUA | 4015630929764 | DII | SARS coronavirus 2 Ab | PrThr | Pt | Ser/Plas | Ord | IA | 20210113 | 2.68
Roche | cobas e 801 | Anti-SARS-CoV-2 IVD | serum (119364003^Serum specimen^SCT) plasma (119361006^Plasma specimen^SCT) | Negative for anti-SARS-CoV-2-S (260385009^Negative^SCT) Positive for anti-SARS-CoV-2-S, numeric value within the measuring interval (10828004^Positive^SCT) Positive for anti-SARS-CoV-2-S, numeric value as > 250 U/mL (10828004^Positive^SCT)" | 94762-2 | SARS-CoV-2 (COVID-19) Ab [Presence] in Serum or Plasma by Immunoassay | 94769-7 | SARS-CoV-2 (COVID-19) Ab [Units/volume] in Serum or Plasma by Immunoassay |  | 737 | 9203095190 | Elecsys Anti-SARS-CoV-2 S_Roche Diagnostics, Inc. | EUA | 4015630946198 | DII | SARS coronavirus 2 Ab | PrThr | Pt | Ser/Plas | Ord | IA | 20210113 | 2.68
Roche | Elecsys Anti-SARS-CoV-2 (cobas Systems) | Anti-SARS-CoV2 antibodies | Serum (119364003^Serum specimen^SCT) Plasma (119361006^Plasma specimen^SCT) | Positive (10828004^Positive^SCT) Negative (260385009^Negative^SCT) | 94762-2 | SARS coronavirus 2 Ab [Presence] in Serum or Plasma by Immunoassay | 94762-2 | SARS coronavirus 2 Ab [Presence] in Serum or Plasma by Immunoassay |  |  |  | Elecsys Anti-SARS-CoV-2_Roche Diagnostics | EUA | 4015630924721 | DII | SARS coronavirus 2 Ab | PrThr | Pt | Ser/Plas | Ord | IA | 20220727 | 2.68
Roche | Elecsys Anti-SARS-CoV-2 (cobas Systems) | Anti-SARS-CoV2 antibodies | Serum (119364003^Serum specimen^SCT) Plasma (119361006^Plasma specimen^SCT) | Positive (10828004^Positive^SCT) Negative (260385009^Negative^SCT) | 94762-2 | SARS coronavirus 2 Ab [Presence] in Serum or Plasma by Immunoassay | 94762-2 | SARS coronavirus 2 Ab [Presence] in Serum or Plasma by Immunoassay |  |  |  | Elecsys Anti-SARS-CoV-2_Roche Diagnostics | EUA | 4015630946198 | DII | SARS coronavirus 2 Ab | PrThr | Pt | Ser/Plas | Ord | IA | 20220727 | 2.68
Roche | Elecsys Anti-SARS-CoV-2 (cobas Systems) | Anti-SARS-CoV2 antibodies | Serum (119364003^Serum specimen^SCT) Plasma (119361006^Plasma specimen^SCT) | Positive (10828004^Positive^SCT) Negative (260385009^Negative^SCT) | 94762-2 | SARS coronavirus 2 Ab [Presence] in Serum or Plasma by Immunoassay | 94762-2 | SARS coronavirus 2 Ab [Presence] in Serum or Plasma by Immunoassay |  |  |  | Elecsys Anti-SARS-CoV-2_Roche Diagnostics | EUA | 4015630929764 | DII | SARS coronavirus 2 Ab | PrThr | Pt | Ser/Plas | Ord | IA | 20220727 | 2.68
Roche | Elecsys Anti-SARS-CoV-2 (cobas Systems) | Anti-SARS-CoV2 antibodies | Serum (119364003^Serum specimen^SCT) Plasma (119361006^Plasma specimen^SCT) | Positive (10828004^Positive^SCT) Negative (260385009^Negative^SCT) | 94762-2 | SARS coronavirus 2 Ab [Presence] in Serum or Plasma by Immunoassay | 94762-2 | SARS coronavirus 2 Ab [Presence] in Serum or Plasma by Immunoassay |  |  |  | Elecsys Anti-SARS-CoV-2_Roche Diagnostics | EUA | 4015630924714 | DII | SARS coronavirus 2 Ab | PrThr | Pt | Ser/Plas | Ord | IA | 20220727 | 2.68
Roche Molecular Systems | cobas SARS-CoV-2 & influenza A/B v2 | SARS-CoV-2 | nasal (anterior nares) swab (697989009^Anterior nares swab^SCT) nasopharyngeal swab (258500001^Nasopharyngeal swab^SCT) | Positive (260373001^Detected^SCT) Negative (260415000^Not Detected^SCT) | 94559-2 | SARS-CoV-2 (COVID-19) ORF1ab region [Presence] in Respiratory specimen by NAA with probe detection | 95380-2 | Influenza virus A and B and SARS-CoV-2 (COVID-19) and SARS-related CoV RNA panel - Respiratory system specimen by NAA with probe detection |  |  |  | cobas SARS-CoV-2 & influenza A/B v2_Roche Molecular Systems | EUA | 04015630935406 | DII | SARS coronavirus 2 ORF1ab region | PrThr | Pt | Respiratory System Specimen | Ord | Probe.amp.tar | 20240111 | 2.76
Roche Molecular Systems | cobas SARS-CoV-2 & influenza A/B v2 | Pan-Sarbecovirus | nasal (anterior nares) swab (697989009^Anterior nares swab^SCT) nasopharyngeal swab (258500001^Nasopharyngeal swab^SCT) | Positive (260373001^Detected^SCT) Negative (260415000^Not Detected^SCT) | 94758-0 | SARS-related coronavirus E gene [Presence] in Respiratory specimen by NAA with probe detection | 95380-2 | Influenza virus A and B and SARS-CoV-2 (COVID-19) and SARS-related CoV RNA panel - Respiratory system specimen by NAA with probe detection |  |  |  | cobas SARS-CoV-2 & influenza A/B v2_Roche Molecular Systems | EUA | 04015630935406 | DII | SARS-related coronavirus E gene | PrThr | Pt | Respiratory System Specimen | Ord | Probe.amp.tar | 20240111 | 2.76
Roche Molecular Systems | cobas SARS-CoV-2 & influenza A/B v2 | Influenza A | nasal (anterior nares) swab (697989009^Anterior nares swab^SCT) nasopharyngeal swab (258500001^Nasopharyngeal swab^SCT) | Positive (260373001^Detected^SCT) Negative (260415000^Not Detected^SCT) | 92142-9 | Influenza virus A RNA [Presence] in Respiratory specimen by NAA with probe detection | 95380-2 | Influenza virus A and B and SARS-CoV-2 (COVID-19) and SARS-related CoV RNA panel - Respiratory system specimen by NAA with probe detection |  |  |  | cobas SARS-CoV-2 & influenza A/B v2_Roche Molecular Systems | EUA | 04015630935406 | DII | Influenza virus A RNA | PrThr | Pt | Respiratory System Specimen | Ord | Probe.amp.tar | 20240111 | 2.76
Roche Molecular Systems | cobas SARS-CoV-2 & influenza A/B v2 | Influenza B | nasal (anterior nares) swab (697989009^Anterior nares swab^SCT) nasopharyngeal swab (258500001^Nasopharyngeal swab^SCT) | Positive (260373001^Detected^SCT) Negative (260415000^Not Detected^SCT) | 92141-1 | Influenza virus B RNA [Presence] in Respiratory specimen by NAA with probe detection | 95380-2 | Influenza virus A and B and SARS-CoV-2 (COVID-19) and SARS-related CoV RNA panel - Respiratory system specimen by NAA with probe detection |  |  |  | cobas SARS-CoV-2 & influenza A/B v2_Roche Molecular Systems | EUA | 04015630935406 | DII | Influenza virus B RNA | PrThr | Pt | Respiratory System Specimen | Ord | Probe.amp.tar | 20240111 | 2.76
Roche Molecular Systems | cobas SARS-CoV-2 & influenza A/B v2 | SARS-CoV-2 | nasal (anterior nares) swab (697989009^Anterior nares swab^SCT) nasopharyngeal swab (258500001^Nasopharyngeal swab^SCT) | Positive (260373001^Detected^SCT) Negative (260415000^Not Detected^SCT) | 94559-2 | SARS-CoV-2 (COVID-19) ORF1ab region [Presence] in Respiratory specimen by NAA with probe detection | 95380-2 | Influenza virus A and B and SARS-CoV-2 (COVID-19) and SARS-related CoV RNA panel - Respiratory system specimen by NAA with probe detection |  |  |  | cobas SARS-CoV-2 & influenza A/B v2_Roche Molecular Systems | EUA | 04015630935390 | DII | SARS coronavirus 2 ORF1ab region | PrThr | Pt | Respiratory System Specimen | Ord | Probe.amp.tar | 20240111 | 2.76
Roche Molecular Systems | cobas SARS-CoV-2 & influenza A/B v2 | Pan-Sarbecovirus | nasal (anterior nares) swab (697989009^Anterior nares swab^SCT) nasopharyngeal swab (258500001^Nasopharyngeal swab^SCT) | Positive (260373001^Detected^SCT) Negative (260415000^Not Detected^SCT) | 94758-0 | SARS-related coronavirus E gene [Presence] in Respiratory specimen by NAA with probe detection | 95380-2 | Influenza virus A and B and SARS-CoV-2 (COVID-19) and SARS-related CoV RNA panel - Respiratory system specimen by NAA with probe detection |  |  |  | cobas SARS-CoV-2 & influenza A/B v2_Roche Molecular Systems | EUA | 04015630935390 | DII | SARS-related coronavirus E gene | PrThr | Pt | Respiratory System Specimen | Ord | Probe.amp.tar | 20240111 | 2.76
Roche Molecular Systems | cobas SARS-CoV-2 & influenza A/B v2 | Influenza A | nasal (anterior nares) swab (697989009^Anterior nares swab^SCT) nasopharyngeal swab (258500001^Nasopharyngeal swab^SCT) | Positive (260373001^Detected^SCT) Negative (260415000^Not Detected^SCT) | 92142-9 | Influenza virus A RNA [Presence] in Respiratory specimen by NAA with probe detection | 95380-2 | Influenza virus A and B and SARS-CoV-2 (COVID-19) and SARS-related CoV RNA panel - Respiratory system specimen by NAA with probe detection |  |  |  | cobas SARS-CoV-2 & influenza A/B v2_Roche Molecular Systems | EUA | 04015630935390 | DII | Influenza virus A RNA | PrThr | Pt | Respiratory System Specimen | Ord | Probe.amp.tar | 20240111 | 2.76
Roche Molecular Systems | cobas SARS-CoV-2 & influenza A/B v2 | Influenza B | nasal (anterior nares) swab (697989009^Anterior nares swab^SCT) nasopharyngeal swab (258500001^Nasopharyngeal swab^SCT) | Positive (260373001^Detected^SCT) Negative (260415000^Not Detected^SCT) | 92141-1 | Influenza virus B RNA [Presence] in Respiratory specimen by NAA with probe detection | 95380-2 | Influenza virus A and B and SARS-CoV-2 (COVID-19) and SARS-related CoV RNA panel - Respiratory system specimen by NAA with probe detection |  |  |  | cobas SARS-CoV-2 & influenza A/B v2_Roche Molecular Systems | EUA | 04015630935390 | DII | Influenza virus B RNA | PrThr | Pt | Respiratory System Specimen | Ord | Probe.amp.tar | 20240111 | 2.76
Roche Molecular Systems | cobas SARS-CoV-2 Nucleic acid test for use on the cobas Liat System (cobas SARS-CoV-2)* | SARS-CoV-2 nucleic acid | anterior nasal(nasal)swabs (697989009^Anterior nares swab^SCT) mid-turbinate nasal swabs (1293160008^Swab from middle region of inferior nasal meatus^SCT) nasopharyngeal swabs (258500001^Nasopharyngeal swab^SCT) | SARS-CoV-2 Not Detected (260415000^Not Detected^SCT) SARS-CoV-2 Detected (260373001^Detected^SCT) Assay Invalid (455371000124106^Invalid result^SCT or 125154007^Specimen unsatisfactory for evaluation^SCT) [Error]. Assay Aborted by System (373121007^Test not done^SCT) | 94500-6 | SARS-CoV-2 (COVID-19) RNA [Presence] in Respiratory specimen by NAA with probe detection | 94500-6 | SARS-CoV-2 (COVID-19) RNA [Presence] in Respiratory specimen by NAA with probe detection |  |  |  | cobas SARS-CoV-2 Nucleic acid test for use on the cobas Liat System (cobas SARS-CoV-2)_Roche Molecular Systems | EUA | cobas Liat Analyzer_Roche | MNI | SARS coronavirus 2 RNA | PrThr | Pt | Respiratory | Ord | Probe.amp.tar | 20210623 | 2.69
Roche Molecular Systems, Inc. | cobas liat SARS-CoV-2, Influenza A/B & RSV nucleic acid test | SARS-CoV-2 | anterior nasal (nasal) swab (697989009^Anterior nares swab^SCT) nasopharyngeal swab (258500001^Nasopharyngeal swab^SCT) | SARS-CoV-2 Detected (260373001^Detected^SCT) SARS-CoV-2 Not Detected (260415000^Not detected^SCT) SARS-CoV-2 Invalid (455371000124106^Invalid result^SCT or 125154007^Specimen unsatisfactory for evaluation^SCT) | 94559-2 | SARS-CoV-2 (COVID-19) ORF1ab region [Presence] in Respiratory system specimen by NAA with probe detection | 95941-1 | Influenza virus A and B and SARS-CoV-2 (COVID-19) and Respiratory syncytial virus RNA panel - Respiratory system specimen by NAA with probe detection |  |  |  | cobas liat SARS-CoV-2, Influenza A/B & RSV nucleic acid test_Roche Molecular Systems, Inc. | EUA | 07613336100097 | DII | SARS coronavirus 2 ORF1ab region | PrThr | Pt | Respiratory System Specimen | Ord | Probe.amp.tar | 20240711 | 2.77
Roche Molecular Systems, Inc. | cobas liat SARS-CoV-2, Influenza A/B & RSV nucleic acid test | Influenza A virus | anterior nasal (nasal) swab (697989009^Anterior nares swab^SCT) nasopharyngeal swab (258500001^Nasopharyngeal swab^SCT) | Influenza A Detected (260373001^Detected^SCT) Influenza A Not Detected (260415000^Not detected^SCT) Influenza A Invalid (455371000124106^Invalid result^SCT or 125154007^Specimen unsatisfactory for evaluation^SCT) | 92142-9 | Influenza virus A RNA [Presence] in Respiratory system specimen by NAA with probe detection | 95941-1 | Influenza virus A and B and SARS-CoV-2 (COVID-19) and Respiratory syncytial virus RNA panel - Respiratory system specimen by NAA with probe detection |  |  |  | cobas liat SARS-CoV-2, Influenza A/B & RSV nucleic acid test_Roche Molecular Systems, Inc. | EUA | 07613336100097 | DII | Influenza virus A RNA | PrThr | Pt | Respiratory System Specimen | Ord | Probe.amp.tar | 20240711 | 2.77
Roche Molecular Systems, Inc. | cobas liat SARS-CoV-2, Influenza A/B & RSV nucleic acid test | Influenza B virus | anterior nasal (nasal) swab (697989009^Anterior nares swab^SCT) nasopharyngeal swab (258500001^Nasopharyngeal swab^SCT) | Influenza B Detected (260373001^Detected^SCT) Influenza B Not Detected (260415000^Not detected^SCT) Influenza B Invalid (455371000124106^Invalid result^SCT or 125154007^Specimen unsatisfactory for evaluation^SCT) | 92141-1 | Influenza virus B RNA [Presence] in Respiratory system specimen by NAA with probe detection | 95941-1 | Influenza virus A and B and SARS-CoV-2 (COVID-19) and Respiratory syncytial virus RNA panel - Respiratory system specimen by NAA with probe detection |  |  |  | cobas liat SARS-CoV-2, Influenza A/B & RSV nucleic acid test_Roche Molecular Systems, Inc. | EUA | 07613336100097 | DII | Influenza virus B RNA | PrThr | Pt | Respiratory System Specimen | Ord | Probe.amp.tar | 20240711 | 2.77
Roche Molecular Systems, Inc. | cobas liat SARS-CoV-2, Influenza A/B & RSV nucleic acid test | RSV | anterior nasal (nasal) swab (697989009^Anterior nares swab^SCT) nasopharyngeal swab (258500001^Nasopharyngeal swab^SCT) | RSV Detected (260373001^Detected^SCT) RSV Not Detected (260415000^Not detected^SCT) RSV Invalid (455371000124106^Invalid result^SCT or 125154007^Specimen unsatisfactory for evaluation^SCT) | 92131-2 | Respiratory syncytial virus RNA [Presence] in Respiratory system specimen by NAA with probe detection | 95941-1 | Influenza virus A and B and SARS-CoV-2 (COVID-19) and Respiratory syncytial virus RNA panel - Respiratory system specimen by NAA with probe detection |  |  |  | cobas liat SARS-CoV-2, Influenza A/B & RSV nucleic acid test_Roche Molecular Systems, Inc. | EUA | 07613336100097 | DII | Respiratory syncytial virus RNA | PrThr | Pt | Respiratory System Specimen | Ord | Probe.amp.tar | 20240711 | 2.77
Roche Molecular Systems, Inc. | cobas SARS-CoV-2 & Influenza A/B | Influenza A | nasal swab (445297001^Swab of internal nose^SCT) nasopharyngeal swab (258500001^Nasopharyngeal swab^SCT) | Positive (260373001^Detected^SCT) Negative (260415000^Not Detected^SCT) | 92142-9 | Influenza virus A RNA [Presence] in Respiratory specimen by NAA with probe detection | 95380-2 | Influenza virus A and B and SARS-CoV-2 (COVID-19) and SARS-related CoV RNA panel - Respiratory specimen by NAA with probe detection |  |  |  | cobas SARS-CoV-2 & Influenza A/B_Roche Molecular Systems, Inc. | EUA | cobas 6800 System_Roche | MNI | Influenza virus A RNA | PrThr | Pt | Respiratory | Ord | Probe.amp.tar | 20201216 | 2.69
Roche Molecular Systems, Inc. | cobas SARS-CoV-2 & Influenza A/B | SARS-CoV-2 | nasal swab (445297001^Swab of internal nose^SCT) nasopharyngeal swab (258500001^Nasopharyngeal swab^SCT) | Positive (260373001^Detected^SCT) Negative (260415000^Not Detected^SCT) | 94559-2 | SARS-CoV-2 (COVID-19) ORF1ab region [Presence] in Respiratory specimen by NAA with probe detection | 95380-2 | Influenza virus A and B and SARS-CoV-2 (COVID-19) and SARS-related CoV RNA panel - Respiratory specimen by NAA with probe detection |  |  |  | cobas SARS-CoV-2 & Influenza A/B_Roche Molecular Systems, Inc. | EUA | cobas 6800 System_Roche | MNI | SARS coronavirus 2 ORF1ab region | PrThr | Pt | Respiratory | Ord | Probe.amp.tar | 20201216 | 2.69
Roche Molecular Systems, Inc. | cobas SARS-CoV-2 & Influenza A/B | Pan-Sarbecovirus | nasal swab (445297001^Swab of internal nose^SCT) nasopharyngeal swab (258500001^Nasopharyngeal swab^SCT) | Positive (260373001^Detected^SCT) Negative (260415000^Not Detected^SCT) | 94758-0 | SARS-related coronavirus E gene [Presence] in Respiratory specimen by NAA with probe detection | 95380-2 | Influenza virus A and B and SARS-CoV-2 (COVID-19) and SARS-related CoV RNA panel - Respiratory specimen by NAA with probe detection |  |  |  | cobas SARS-CoV-2 & Influenza A/B_Roche Molecular Systems, Inc. | EUA | cobas 6800 System_Roche | MNI | SARS-related coronavirus E gene | PrThr | Pt | Respiratory | Ord | Probe.amp.tar | 20201216 | 2.69
Roche Molecular Systems, Inc. | cobas SARS-CoV-2 & Influenza A/B | Influenza B | nasal swab (445297001^Swab of internal nose^SCT) nasopharyngeal swab (258500001^Nasopharyngeal swab^SCT) | Positive (260373001^Detected^SCT) Negative (260415000^Not Detected^SCT) | 92141-1 | Influenza virus B RNA [Presence] in Respiratory specimen by NAA with probe detection | 95380-2 | Influenza virus A and B and SARS-CoV-2 (COVID-19) and SARS-related CoV RNA panel - Respiratory specimen by NAA with probe detection |  |  |  | cobas SARS-CoV-2 & Influenza A/B_Roche Molecular Systems, Inc. | EUA | cobas 6800 System_Roche | MNI | Influenza virus B RNA | PrThr | Pt | Respiratory | Ord | Probe.amp.tar | 20201216 | 2.69
Roche Molecular Systems, Inc. | cobas SARS-CoV-2 & Influenza A/B | Influenza A | nasal swab (445297001^Swab of internal nose^SCT) nasopharyngeal swab (258500001^Nasopharyngeal swab^SCT) | Positive (260373001^Detected^SCT) Negative (260415000^Not Detected^SCT) | 92142-9 | Influenza virus A RNA [Presence] in Respiratory specimen by NAA with probe detection | 95380-2 | Influenza virus A and B and SARS-CoV-2 (COVID-19) and SARS-related CoV RNA panel - Respiratory specimen by NAA with probe detection |  |  |  | cobas SARS-CoV-2 & Influenza A/B_Roche Molecular Systems, Inc. | EUA | cobas 8800 System_Roche | MNI | Influenza virus A RNA | PrThr | Pt | Respiratory | Ord | Probe.amp.tar | 20201216 | 2.69
Roche Molecular Systems, Inc. | cobas SARS-CoV-2 & Influenza A/B | SARS-CoV-2 | nasal swab (445297001^Swab of internal nose^SCT) nasopharyngeal swab (258500001^Nasopharyngeal swab^SCT) | Positive (260373001^Detected^SCT) Negative (260415000^Not Detected^SCT) | 94559-2 | SARS-CoV-2 (COVID-19) ORF1ab region [Presence] in Respiratory specimen by NAA with probe detection | 95380-2 | Influenza virus A and B and SARS-CoV-2 (COVID-19) and SARS-related CoV RNA panel - Respiratory specimen by NAA with probe detection |  |  |  | cobas SARS-CoV-2 & Influenza A/B_Roche Molecular Systems, Inc. | EUA | cobas 8800 System_Roche | MNI | SARS coronavirus 2 ORF1ab region | PrThr | Pt | Respiratory | Ord | Probe.amp.tar | 20201216 | 2.69
Roche Molecular Systems, Inc. | cobas SARS-CoV-2 & Influenza A/B | Pan-Sarbecovirus | nasal swab (445297001^Swab of internal nose^SCT) nasopharyngeal swab (258500001^Nasopharyngeal swab^SCT) | Positive (260373001^Detected^SCT) Negative (260415000^Not Detected^SCT) | 94758-0 | SARS-related coronavirus E gene [Presence] in Respiratory specimen by NAA with probe detection | 95380-2 | Influenza virus A and B and SARS-CoV-2 (COVID-19) and SARS-related CoV RNA panel - Respiratory specimen by NAA with probe detection |  |  |  | cobas SARS-CoV-2 & Influenza A/B_Roche Molecular Systems, Inc. | EUA | cobas 8800 System_Roche | MNI | SARS-related coronavirus E gene | PrThr | Pt | Respiratory | Ord | Probe.amp.tar | 20201216 | 2.69
Roche Molecular Systems, Inc. | cobas SARS-CoV-2 & Influenza A/B | Influenza B | nasal swab (445297001^Swab of internal nose^SCT) nasopharyngeal swab (258500001^Nasopharyngeal swab^SCT) | Positive (260373001^Detected^SCT) Negative (260415000^Not Detected^SCT) | 92141-1 | Influenza virus B RNA [Presence] in Respiratory specimen by NAA with probe detection | 95380-2 | Influenza virus A and B and SARS-CoV-2 (COVID-19) and SARS-related CoV RNA panel - Respiratory specimen by NAA with probe detection |  |  |  | cobas SARS-CoV-2 & Influenza A/B_Roche Molecular Systems, Inc. | EUA | cobas 8800 System_Roche | MNI | Influenza virus B RNA | PrThr | Pt | Respiratory | Ord | Probe.amp.tar | 20201216 | 2.69
Roche Molecular Systems, Inc. | cobas SARS-CoV-2 & Influenza A/B Nucleic Acid Test for use on the cobas Liat System* | SARS-CoV-2 Result Report | nasopharyngeal swab (258500001^Nasopharyngeal swab^SCT) nasal swab (445297001^Swab of internal nose^SCT) | SARS-CoV-2 Not Detected (260415000^Not Detected^SCT) SARS-CoV-2 Detected (260373001^Detected^SCT) SARS-CoV-2 Invalid (455371000124106^Invalid result^SCT or 125154007^Specimen unsatisfactory for evaluation^SCT) | 94500-6 | SARS-CoV-2 (COVID-19) RNA [Presence] in Respiratory specimen by NAA with probe detection | 95422-2 | Influenza virus A and B and SARS-CoV-2 (COVID-19) RNA panel - Respiratory specimen by NAA with probe detection |  |  |  | cobas SARS-CoV-2 & Influenza A/B Nucleic Acid Test for use on the cobas Liat System_Roche Molecular Systems, Inc. | EUA | cobas Liat Analyzer_Roche | MNI | SARS coronavirus 2 RNA | PrThr | Pt | Respiratory | Ord | Probe.amp.tar | 20201021 | 2.68
Roche Molecular Systems, Inc. | cobas SARS-CoV-2 & Influenza A/B Nucleic Acid Test for use on the cobas Liat System* | Influenza A Result Report | nasopharyngeal swab (258500001^Nasopharyngeal swab^SCT) nasal swab (445297001^Swab of internal nose^SCT) | Influenza A Not Detected (260415000^Not Detected^SCT) Influenza A Detected (260373001^Detected^SCT) Influenza A Invalid (455371000124106^Invalid result^SCT or 125154007^Specimen unsatisfactory for evaluation^SCT) | 92142-9 | Influenza virus A RNA [Presence] in Respiratory specimen by NAA with probe detection | 95422-2 | Influenza virus A and B and SARS-CoV-2 (COVID-19) RNA panel - Respiratory specimen by NAA with probe detection |  |  |  | cobas SARS-CoV-2 & Influenza A/B Nucleic Acid Test for use on the cobas Liat System_Roche Molecular Systems, Inc. | EUA | cobas Liat Analyzer_Roche | MNI | Influenza virus A RNA | PrThr | Pt | Respiratory | Ord | Probe.amp.tar | 20201021 | 2.68
Roche Molecular Systems, Inc. | cobas SARS-CoV-2 & Influenza A/B Nucleic Acid Test for use on the cobas Liat System* | Influenza B Result Report | nasopharyngeal swab (258500001^Nasopharyngeal swab^SCT) nasal swab (445297001^Swab of internal nose^SCT) | Influenza B Not Detected (260415000^Not Detected^SCT) Influenza B Detected (260373001^Detected^SCT) Influenza B Invalid (455371000124106^Invalid result^SCT or 125154007^Specimen unsatisfactory for evaluation^SCT) | 92141-1 | Influenza virus B RNA [Presence] in Respiratory specimen by NAA with probe detection | 95422-2 | Influenza virus A and B and SARS-CoV-2 (COVID-19) RNA panel - Respiratory specimen by NAA with probe detection |  |  |  | cobas SARS-CoV-2 & Influenza A/B Nucleic Acid Test for use on the cobas Liat System_Roche Molecular Systems, Inc. | EUA | cobas Liat Analyzer_Roche | MNI | Influenza virus B RNA | PrThr | Pt | Respiratory | Ord | Probe.amp.tar | 20201021 | 2.68
Roche Molecular Systems, Inc. | cobas SARS-CoV-2 Duo for use on the cobas 6800/8800 Systems* | SARS-CoV-2 RNA Result | anterior nasal swabs (697989009^Anterior nares swab^SCT) mid-turbinate nasal swabs(1293160008^Swab from middle region of inferior nasal meatus^SCT) nasopharyngeal swabs (258500001^Nasopharyngeal swab^SCT) | IU/mL >1,000,000,000 IU/mL <100 IU/mL | 97104-4 | SARS-CoV-2 (COVID-19) ORF1ab region [Units/volume] (viral load) in Upper respiratory specimen by NAA with probe detection | 97104-4 | SARS-CoV-2 (COVID-19) ORF1ab region [Units/volume] (viral load) in Upper respiratory specimen by NAA with probe detection |  |  |  | cobas SARS-CoV-2 Duo for use on the cobas 6800/8800 Systems_Roche Molecular Systems, Inc | EUA | 04015630935406 | DII | SARS coronavirus 2 ORF1ab region | ACnc | Pt | Respiratory.upper | Qn | Probe.amp.tar | 20220713 | 2.70
Roche Molecular Systems, Inc. | cobas SARS-CoV-2 Duo for use on the cobas 6800/8800 Systems* | SARS-CoV-2 RNA Result | anterior nasal swabs (697989009^Anterior nares swab^SCT) mid-turbinate nasal swabs(1293160008^Swab from middle region of inferior nasal meatus^SCT) nasopharyngeal swabs (258500001^Nasopharyngeal swab^SCT) | Negative (260415000^Not Detected^SCT) Positive (260373001^Detected^SCT) Invalid (455371000124106^Invalid result^SCT or 125154007^Specimen unsatisfactory for evaluation^SCT) | 94559-2 | SARS-CoV-2 (COVID-19) ORF1ab region [Presence] in Respiratory specimen by NAA with probe detection | 97104-4 | SARS-CoV-2 (COVID-19) ORF1ab region [Units/volume] (viral load) in Upper respiratory specimen by NAA with probe detection |  |  |  | cobas SARS-CoV-2 Duo for use on the cobas 6800/8800 Systems_Roche Molecular Systems, Inc | EUA | 04015630935406 | DII | SARS coronavirus 2 ORF1ab region | PrThr | Pt | Respiratory | Ord | Probe.amp.tar | 20220713 | 2.69
Roche Molecular Systems, Inc. | cobas SARS-CoV-2 Duo for use on the cobas 6800/8800 Systems* | SARS-CoV-2 RNA Result | anterior nasal swabs (697989009^Anterior nares swab^SCT) mid-turbinate nasal swabs(1293160008^Swab from middle region of inferior nasal meatus^SCT) nasopharyngeal swabs (258500001^Nasopharyngeal swab^SCT) | IU/mL >1,000,000,000 IU/mL <100 IU/mL | 97104-4 | SARS-CoV-2 (COVID-19) ORF1ab region [Units/volume] (viral load) in Upper respiratory specimen by NAA with probe detection | 97104-4 | SARS-CoV-2 (COVID-19) ORF1ab region [Units/volume] (viral load) in Upper respiratory specimen by NAA with probe detection |  |  |  | cobas SARS-CoV-2 Duo for use on the cobas 6800/8800 Systems_Roche Molecular Systems, Inc | EUA | 04015630935390 | DII | SARS coronavirus 2 ORF1ab region | ACnc | Pt | Respiratory.upper | Qn | Probe.amp.tar | 20220713 | 2.70
Roche Molecular Systems, Inc. | cobas SARS-CoV-2 Duo for use on the cobas 6800/8800 Systems* | SARS-CoV-2 RNA Result | anterior nasal swabs (697989009^Anterior nares swab^SCT) mid-turbinate nasal swabs(1293160008^Swab from middle region of inferior nasal meatus^SCT) nasopharyngeal swabs (258500001^Nasopharyngeal swab^SCT) | Negative (260415000^Not Detected^SCT) Positive (260373001^Detected^SCT) Invalid (455371000124106^Invalid result^SCT or 125154007^Specimen unsatisfactory for evaluation^SCT) | 94559-2 | SARS-CoV-2 (COVID-19) ORF1ab region [Presence] in Respiratory specimen by NAA with probe detection | 97104-4 | SARS-CoV-2 (COVID-19) ORF1ab region [Units/volume] (viral load) in Upper respiratory specimen by NAA with probe detection |  |  |  | cobas SARS-CoV-2 Duo for use on the cobas 6800/8800 Systems_Roche Molecular Systems, Inc | EUA | 04015630935390 | DII | SARS coronavirus 2 ORF1ab region | PrThr | Pt | Respiratory | Ord | Probe.amp.tar | 20220713 | 2.69
RTA | Diagnovital SARS-CoV-2 Real-Time PCR Kit* | SARS-CoV-2 RNA | anterior nasal swab (697989009^Anterior nares swab^SCT) mid-turbinate nasal swab (1293160008^Swab from middle region of inferior nasal meatus^SCT) nasopharyngeal swab (258500001^Nasopharyngeal swab^SCT) oropharyngeal swab (258529004^Throat swab^SCT) nasopharyngeal wash/aspirates (258411007^Nasopharyngeal aspirate^SCT or 258467004^Nasopharyngeal washings^SCT) nasal aspirates (429931000124105^Nasal aspirate specimen^SCT) bronchoalveolar lavage (BAL) (258607008^Bronchoalveolar lavage fluid sample^SCT) | Negative for SARS-CoV-2 (260415000^Not detected^SCT) Positive for SARS-CoV-2 (260373001^Detected^SCT) Presumptive positive (720735008^Presumptive positive^SCT Invalid (455371000124106^Invalid result^SCT) | 94500-6 | SARS-CoV-2 (COVID19) RNA [Presence] in Respiratory specimen by NAA with probe detection | 94531-1 | SARS-CoV-2 (COVID19) RNA panel - Respiratory specimen by NAA with probe detection |  |  |  | Diagnovital SARS-CoV-2 Real-Time PCR Kit_RTA Laboratories Biological Products Pharmaceutical and Machinery Industry | EUA | CFX96 Real-Time PCR System_BioRad | MNI | SARS coronavirus 2 RNA | PrThr | Pt | Respiratory | Ord | Probe.amp.tar | 20220727 | 2.68
RTA | Diagnovital SARS-CoV-2 Real-Time PCR Kit* | SARS-CoV-2 RNA | anterior nasal swab (697989009^Anterior nares swab^SCT) mid-turbinate nasal swab (1293160008^Swab from middle region of inferior nasal meatus^SCT) nasopharyngeal swab (258500001^Nasopharyngeal swab^SCT) oropharyngeal swab (258529004^Throat swab^SCT) nasopharyngeal wash/aspirates (258411007^Nasopharyngeal aspirate^SCT or 258467004^Nasopharyngeal washings^SCT) nasal aspirates (429931000124105^Nasal aspirate specimen^SCT) bronchoalveolar lavage (BAL) (258607008^Bronchoalveolar lavage fluid sample^SCT) | Negative for SARS-CoV-2 (260415000^Not detected^SCT) Positive for SARS-CoV-2 (260373001^Detected^SCT) Presumptive positive (720735008^Presumptive positive^SCT Invalid (455371000124106^Invalid result^SCT) | 94500-6 | SARS-CoV-2 (COVID19) RNA [Presence] in Respiratory specimen by NAA with probe detection | 94531-1 | SARS-CoV-2 (COVID19) RNA panel - Respiratory specimen by NAA with probe detection |  |  |  | Diagnovital SARS-CoV-2 Real-Time PCR Kit_RTA Laboratories Biological Products Pharmaceutical and Machinery Industry | EUA | ABI QuantStudio 5 Dx_Thermo Fisher | MNI | SARS coronavirus 2 RNA | PrThr | Pt | Respiratory | Ord | Probe.amp.tar | 20220727 | 2.68
Salofa Oy | Sienna-Clarity COVIBLOCK COVID-19 IgG/IgM Rapid Test Cassette* | IgG antibodies to SARS-CoV-2 | Whole Blood (258580003^Whole blood sample^SCT) Plasma (119361006^Plasma specimen^SCT) Serum (119364003^Serum specimen^SCT) | IgG POSITIVE (10828004^Positive^SCT) NEGATIVE (260385009^Negative^SCT) INVALID (455371000124106^Invalid result^SCT or 125154007^Specimen unsatisfactory for evaluation^SCT) | 94507-1 | SARS-CoV-2 (COVID-19) IgG Ab [Presence] in Serum, Plasma or Blood by Rapid immunoassay | 94503-0 | SARS-CoV-2 (COVID-19) Ab panel - Serum, Plasma or Blood by Rapid immunoassay | This test is also distributed under the brand names: • Clarity COVIBLOCK COVID-19 IgG/IgM Rapid Test Cassette •Sienna COVID-19 IgG/IgM Rapid Test Cassette Expect to be reported together with the Rapid IA result for IgM. |  |  | Sienna-Clarity COVIBLOCK COVID-19 IgG/IgM Rapid Test Cassette_Salofa Oy | EUA | No Equipment | NA | SARS coronavirus 2 Ab.IgG | PrThr | Pt | Ser/Plas/Bld | Ord | IA.rapid | 20200723 | 2.68
Salofa Oy | Sienna-Clarity COVIBLOCK COVID-19 IgG/IgM Rapid Test Cassette* | IgM antibodies to SARS-CoV-2 | Whole Blood (258580003^Whole blood sample^SCT) Plasma (119361006^Plasma specimen^SCT) Serum (119364003^Serum specimen^SCT) | IgM POSITIVE (10828004^Positive^SCT) NEGATIVE (260385009^Negative^SCT) INVALID (455371000124106^Invalid result^SCT or 125154007^Specimen unsatisfactory for evaluation^SCT) | 94508-9 | SARS-CoV-2 (COVID-19) IgM Ab [Presence] in Serum, Plasma or Blood by Rapid immunoassay | 94503-0 | SARS-CoV-2 (COVID-19) Ab panel - Serum, Plasma or Blood by Rapid immunoassay | This test is also distributed under the brand names: • Clarity COVIBLOCK COVID-19 IgG/IgM Rapid Test Cassette • Sienna COVID-19 IgG/IgM Rapid Test Cassette Expect to be reported together with the Rapid IA result for IgG. |  |  | Sienna-Clarity COVIBLOCK COVID-19 IgG/IgM Rapid Test Cassette_Salofa Oy | EUA | No Equipment | NA | SARS coronavirus 2 Ab.IgM | PrThr | Pt | Ser/Plas/Bld | Ord | IA.rapid | 20200723 | 2.68
Salofa Oy | Sienna-Clarity COVID-19 Antigen Rapid Test Cassette* | COVID-19 antigen Result Interpretation | direct nasopharyngeal swab (NP) specimens (258500001^Nasopharyngeal swab^SCT) | NEGATIVE (260415000^Not Detected^SCT) POSITIVE (260373001^Detected^SCT) INVALID (455371000124106^Invalid result^SCT or 125154007^Specimen unsatisfactory for evaluation^SCT) | 95209-3 | SARS-CoV+SARS-CoV-2 (COVID-19) Ag [Presence] in Respiratory specimen by Rapid immunoassay | 95209-3 | SARS-CoV+SARS-CoV-2 (COVID-19) Ag [Presence] in Respiratory specimen by Rapid immunoassay | This test is also distributed under the brand names: • Sienna COVID-19 Antigen Rapid Test Cassette • Clarity COVID-19 Antigen Rapid Test Cassette • OVIOS COVID-19 Antigen Rapid Test Cassette • Spring Health COVID-19 Antigen Rapid Test • Salocor COVID-19 Antigen Rapid Test Cassette |  |  | Sienna-Clarity COVID-19 Antigen Rapid Test Cassette_Salofa Oy | EUA | No Equipment | NA | SARS coronavirus+SARS coronavirus 2 Ag | PrThr | Pt | Respiratory | Ord | IA.rapid | 20210602 | 2.69
Sandia National Laboratories | LDT: SNL-NM 2019 nCoV Real-Time RT-PCR Diagnostic Assay* | SARS-CoV-2 Result Interpretation | nasopharyngeal swab (258500001^Nasopharyngeal swab^SCT) anterior nasal swab (697989009^Anterior nares swab^SCT) mid-turbinate nasal swab (1293160008^Swab from middle region of inferior nasal meatus^SCT) oropharyngeal swab (258529004^Throat swab^SCT) nasal washes (433871000124101^Nasal washings^SCT) nasal aspirates (429931000124105^Nasal aspirate specimen^SCT) bronchoalveolar lavage specimens (258607008^Bronchoalveolar lavage fluid sample^SCT) | SARS-CoV-2 detected (260373001^Detected^SCT) Inconclusive (419984006^Inconclusive^SCT) SARS-CoV-2 not detected (260415000^Not Detected^SCT) Invalid results (455371000124106^Invalid result^SCT or 125154007^Specimen unsatisfactory for evaluation^SCT) | 94533-7 | SARS-CoV-2 (COVID-19) N gene [Presence] in Respiratory specimen by NAA with probe detection | 94531-1 | SARS-CoV-2 (COVID-19) RNA panel - Respiratory specimen by NAA with probe detection | Testing is limited to Sandia National Laboratories' laboratories located at 1515 Eubank Blvd SE, Albuquerque, NM 87123 and 7011 East Ave., Livermore, CA 94551 |  |  | SNL-NM 2019 nCoV Real-Time RT-PCR Diagnostic Assay_Sandia National Laboratories | EUA | ABI 7500 Real-Time PCR_Thermo Fisher | MNI | SARS coronavirus 2 N gene | PrThr | Pt | Respiratory | Ord | Probe.amp.tar | 20200728 | 2.68
Sandia National Laboratories | LDT: SNL-NM 2019 nCoV Real-Time RT-PCR Diagnostic Assay* | SARS-CoV-2 Result Interpretation | nasopharyngeal swab (258500001^Nasopharyngeal swab^SCT) anterior nasal swab (697989009^Anterior nares swab^SCT) mid-turbinate nasal swab (1293160008^Swab from middle region of inferior nasal meatus^SCT) oropharyngeal swab (258529004^Throat swab^SCT) nasal washes (433871000124101^Nasal washings^SCT) nasal aspirates (429931000124105^Nasal aspirate specimen^SCT) bronchoalveolar lavage specimens (258607008^Bronchoalveolar lavage fluid sample^SCT) | SARS-CoV-2 detected (260373001^Detected^SCT) Inconclusive (419984006^Inconclusive^SCT) SARS-CoV-2 not detected (260415000^Not Detected^SCT) Invalid results (455371000124106^Invalid result^SCT or 125154007^Specimen unsatisfactory for evaluation^SCT) | 94533-7 | SARS-CoV-2 (COVID-19) N gene [Presence] in Respiratory specimen by NAA with probe detection | 94531-1 | SARS-CoV-2 (COVID-19) RNA panel - Respiratory specimen by NAA with probe detection | Testing is limited to Sandia National Laboratories' laboratories located at 1515 Eubank Blvd SE, Albuquerque, NM 87123 and 7011 East Ave., Livermore, CA 94551 |  |  | SNL-NM 2019 nCoV Real-Time RT-PCR Diagnostic Assay_Sandia National Laboratories | EUA | 10190302015592 | DII | SARS coronavirus 2 N gene | PrThr | Pt | Respiratory | Ord | Probe.amp.tar | 20200728 | 2.68
Sandia National Laboratories | LDT: SNL-NM 2019 nCoV Real-Time RT-PCR Diagnostic Assay* | SARS-CoV-2 Result Interpretation | nasopharyngeal swab (258500001^Nasopharyngeal swab^SCT) anterior nasal swab (697989009^Anterior nares swab^SCT) mid-turbinate nasal swab (1293160008^Swab from middle region of inferior nasal meatus^SCT) oropharyngeal swab (258529004^Throat swab^SCT) nasal washes (433871000124101^Nasal washings^SCT) nasal aspirates (429931000124105^Nasal aspirate specimen^SCT) bronchoalveolar lavage specimens (258607008^Bronchoalveolar lavage fluid sample^SCT) | SARS-CoV-2 detected (260373001^Detected^SCT) Inconclusive (419984006^Inconclusive^SCT) SARS-CoV-2 not detected (260415000^Not Detected^SCT) Invalid results (455371000124106^Invalid result^SCT or 125154007^Specimen unsatisfactory for evaluation^SCT) | 94533-7 | SARS-CoV-2 (COVID-19) N gene [Presence] in Respiratory specimen by NAA with probe detection | 94531-1 | SARS-CoV-2 (COVID-19) RNA panel - Respiratory specimen by NAA with probe detection | Testing is limited to Sandia National Laboratories' laboratories located at 1515 Eubank Blvd SE, Albuquerque, NM 87123 and 7011 East Ave., Livermore, CA 94551 |  |  | SNL-NM 2019 nCoV Real-Time RT-PCR Diagnostic Assay_Sandia National Laboratories | EUA | CFX Connect Real-Time PCR System_BioRad | MNI | SARS coronavirus 2 N gene | PrThr | Pt | Respiratory | Ord | Probe.amp.tar | 20200728 | 2.68
Sandia National Laboratories | LDT: SNL-NM 2019 nCoV Real-Time RT-PCR Diagnostic Assay* | SARS-CoV-2 Result Interpretation | nasopharyngeal swab (258500001^Nasopharyngeal swab^SCT) anterior nasal swab (697989009^Anterior nares swab^SCT) mid-turbinate nasal swab (1293160008^Swab from middle region of inferior nasal meatus^SCT) oropharyngeal swab (258529004^Throat swab^SCT) nasal washes (433871000124101^Nasal washings^SCT) nasal aspirates (429931000124105^Nasal aspirate specimen^SCT) bronchoalveolar lavage specimens (258607008^Bronchoalveolar lavage fluid sample^SCT) | SARS-CoV-2 detected (260373001^Detected^SCT) Inconclusive (419984006^Inconclusive^SCT) SARS-CoV-2 not detected (260415000^Not Detected^SCT) Invalid results (455371000124106^Invalid result^SCT or 125154007^Specimen unsatisfactory for evaluation^SCT) | 94533-7 | SARS-CoV-2 (COVID-19) N gene [Presence] in Respiratory specimen by NAA with probe detection | 94531-1 | SARS-CoV-2 (COVID-19) RNA panel - Respiratory specimen by NAA with probe detection | Testing is limited to Sandia National Laboratories' laboratories located at 1515 Eubank Blvd SE, Albuquerque, NM 87123 and 7011 East Ave., Livermore, CA 94551 |  |  | SNL-NM 2019 nCoV Real-Time RT-PCR Diagnostic Assay_Sandia National Laboratories | EUA | CFX96 Real-Time PCR System_BioRad | MNI | SARS coronavirus 2 N gene | PrThr | Pt | Respiratory | Ord | Probe.amp.tar | 20200728 | 2.68
Sansure BioTech Inc. | Novel Coronavirus (2019-nCoV) Nucleic Acid Diagnostic Kit (PCR-Fluorescence Probing)* | SARS-CoV-2 Result Interpretation | anterior nasal swabs (697989009^Anterior nares swab^SCT) mid-turbinate nasal swabs(1293160008^Swab from middle region of inferior nasal meatus^SCT) nasopharyngeal swabs (258500001^Nasopharyngeal swab^SCT) oropharyngeal swabs (258529004^Throat swab^SCT) nasal aspirate (429931000124105^Nasal aspirate specimen^SCT) nasal wash (433871000124101^Nasal washings^SCT) | Positive (260373001^Detected^SCT) Negative (260415000^Not detected^SCT) Invalid (455371000124106^Invalid result^SCT or 125154007^Specimen unsatisfactory for evaluation^SCT) | 94500-6 | SARS coronavirus 2 RNA [Presence] in Respiratory specimen by NAA with probe detection | 94531-1 | SARS coronavirus 2 RNA panel - Respiratory specimen by NAA with probe detection |  |  |  | Novel Coronavirus (2019-nCoV) Nucleic Acid Diagnostic Kit (PCR-Fluorescence Probing)_Sansure BioTech Inc. | EUA | ABI 7500 Real-Time PCR_Thermo Fisher | MNI | SARS coronavirus 2 RNA | PrThr | Pt | Respiratory | Ord | Probe.amp.tar | 20200512 | 2.68
ScienCell | SARS-CoV-2 Coronavirus Real-time RT-PCR (RT-qPCR) Detection Kit* | SARS-CoV Results Interpretation | nasal swab (445297001^Swab of internal nose^SCT) nasopharyngeal swab (258500001^Nasopharyngeal swab^SCT) oropharyngeal swab (258529004^Throat swab^SCT) bronchoalveolar lavage (258607008^Bronchoalveolar lavage fluid sample^SCT) | SARS-CoV-2 RNA detected (260373001^Detected^SCT) SARS-CoV-2 RNA not detected (260415000^Not detected^SCT) Invalid result(455371000124106^Invalid result^SCT or 125154007^Specimen unsatisfactory for evaluation^SCT) | 94533-7 | SARS coronavirus 2 N gene [Presence] in Respiratory specimen by NAA with probe detection | 94531-1 | SARS coronavirus 2 RNA panel - Respiratory specimen by NAA with probe detection |  |  |  | ScienCell SARS-CoV-2 Coronavirus Real-time RT-PCR (RT-qPCR) Detection Kit_ScienCell Research Laboratories | EUA | LightCycler 96 Instrument_Roche | MNI | SARS coronavirus 2 N gene | PrThr | Pt | Respiratory | Ord | Probe.amp.tar | 20200428 | 2.68
SD Biosensor Inc. | STANDARD M nCoV Real-Time Detection Kit* | SARS-CoV-2 Result Interpretation | anterior nasal swabs (697989009^Anterior nares swab^SCT) mid-turbinate nasal swabs(1293160008^Swab from middle region of inferior nasal meatus^SCT) nasopharyngeal swabs (258500001^Nasopharyngeal swab^SCT) oropharyngeal swabs (258529004^Throat swab^SCT) sputum (119334006^Sputum specimen^SCT) | POSITIVE (260373001^Detected^SCT) PRESUMPTIVE POSITIVE (720735008^Presumptive positive^SCT) NEGATIVE (260415000^Not detected^SCT) INVALID (455371000124106^Invalid result^SCT or 125154007^Specimen unsatisfactory for evaluation^SCT) | 94500-6 | SARS coronavirus 2 RNA [Presence] in Respiratory specimen by NAA with probe detection | 94531-1 | SARS coronavirus 2 RNA panel - Respiratory specimen by NAA with probe detection |  |  |  | STANDARD M nCoV Real-Time Detection Kit_SD Biosensor, Inc. | EUA | ABI 7500 Real-Time PCR_Thermo Fisher | MNI | SARS coronavirus 2 RNA | PrThr | Pt | Respiratory | Ord | Probe.amp.tar | 20220727 | 2.68
SD Biosensor Inc. | STANDARD M nCoV Real-Time Detection Kit* | SARS-CoV-2 Result Interpretation | anterior nasal swabs (697989009^Anterior nares swab^SCT) mid-turbinate nasal swabs(1293160008^Swab from middle region of inferior nasal meatus^SCT) nasopharyngeal swabs (258500001^Nasopharyngeal swab^SCT) oropharyngeal swabs (258529004^Throat swab^SCT) sputum (119334006^Sputum specimen^SCT) | POSITIVE (260373001^Detected^SCT) PRESUMPTIVE POSITIVE (720735008^Presumptive positive^SCT) NEGATIVE (260415000^Not detected^SCT) INVALID (455371000124106^Invalid result^SCT or 125154007^Specimen unsatisfactory for evaluation^SCT) | 94500-6 | SARS coronavirus 2 RNA [Presence] in Respiratory specimen by NAA with probe detection | 94531-1 | SARS coronavirus 2 RNA panel - Respiratory specimen by NAA with probe detection |  |  |  | STANDARD M nCoV Real-Time Detection Kit_SD Biosensor, Inc. | EUA | CFX96 DX Real-Time PCR System_BioRad | MNI | SARS coronavirus 2 RNA | PrThr | Pt | Respiratory | Ord | Probe.amp.tar | 20220727 | 2.68
SD Biosensor, Inc. | Pilot COVID-19 At-Home Test* | SARS-CoV-2 nucleocapsid protein antigen | anterior nasal (nares) swab (697989009^Anterior nares swab^SCT) | Negative result (260415000^Not Detected^SCT) Positive result (260373001^Detected^SCT) Invalid result (455371000124106^Invalid result^SCT or 125154007^Specimen unsatisfactory for evaluation^SCT) | 97097-0 | SARS-CoV-2 (COVID-19) Ag [Presence] in Upper respiratory specimen by Rapid immunoassay | 97097-0 | SARS-CoV-2 (COVID-19) Ag [Presence] in Upper respiratory specimen by Rapid immunoassay | This test is distributed in the US by Roche under the brand name: Pilot COVID-19 At Home Test |  |  | Pilot COVID-19 At-Home Test_SD Biosensor, Inc. | EUA | No Equipment | NA | SARS coronavirus 2 Ag | PrThr | Pt | Respiratory.upper | Ord | IA.rapid | 20220727 | 2.70
SD Biosensor, Inc. | STANDARD Q COVID-19 Ag Test 2.0 | SARS-CoV-2 nucleocapsid protein antigen | anterior nasal swabs (697989009^Anterior nares swab^SCT) | Positive (260373001^Detected^SCT) Negative (260415000^Not detected^SCT) Invalid (455371000124106^Invalid result^SCT or 125154007^Specimen unsatisfactory for evaluation^SCT) | 97097-0 | SARS-CoV-2 (COVID-19) Ag [Presence] in Upper respiratory specimen by Rapid immunoassay | 97097-0 | SARS-CoV-2 (COVID-19) Ag [Presence] in Upper respiratory specimen by Rapid immunoassay |  |  |  | STANDARD Q COVID-19 Ag Test 2.0_SD Biosensor, Inc. | EUA | No Equipment | (NA) | SARS coronavirus 2 Ag | PrThr | Pt | Respiratory.upper | Ord | IA.rapid | 20231004 | 2.76
SEASUN Biomaterials | AQ-TOP COVID-19 Rapid Detection Kit* | SARS-CoV-2 | Nasal swab (445297001^Swab of internal nose^SCT) Mid-turbinate nasal swabs(1293160008^Swab from middle region of inferior nasal meatus^SCT) nasopharyngeal swab (258500001^Nasopharyngeal swab^SCT) oropharyngeal swabs (258529004^Throat swab^SCT) nasopharyngeal wash (258467004^Nasopharyngeal washings^SCT) nasopharyngeal aspirate (258411007^Nasopharyngeal aspirate^SCT) nasal aspirate (429931000124105^Nasal aspirate specimen^SCT) BAL (258607008^Bronchoalveolar lavage fluid sample^SCT) sputum (119334006^Sputum specimen^SCT) | Positive (260373001^Detected^SCT) Negative (260415000^Not detected^SCT) Invalid (455371000124106^Invalid result^SCT) | 94559-2 | SARS coronavirus 2 ORF1ab region [Presence] in Respiratory specimen by NAA with probe detection | 94559-2 | SARS coronavirus 2 ORF1ab region [Presence] in Respiratory specimen by NAA with probe detection |  |  |  | AQ-TOP COVID-19 Rapid Detection Kit_Seasun Biomaterials, Inc. | EUA | CFX96 Real-Time PCR System_BioRad | MNI | SARS coronavirus 2 ORF1ab region | PrThr | Pt | Respiratory | Ord | Probe.amp.tar | 20220727 | 2.68
SEASUN Biomaterials | AQ-TOP COVID-19 Rapid Detection Kit* | SARS-CoV-2 | Nasal swab (445297001^Swab of internal nose^SCT) Mid-turbinate nasal swabs(1293160008^Swab from middle region of inferior nasal meatus^SCT) nasopharyngeal swab (258500001^Nasopharyngeal swab^SCT) oropharyngeal swabs (258529004^Throat swab^SCT) nasopharyngeal wash (258467004^Nasopharyngeal washings^SCT) nasopharyngeal aspirate (258411007^Nasopharyngeal aspirate^SCT) nasal aspirate (429931000124105^Nasal aspirate specimen^SCT) BAL (258607008^Bronchoalveolar lavage fluid sample^SCT) sputum (119334006^Sputum specimen^SCT) | Positive (260373001^Detected^SCT) Negative (260415000^Not detected^SCT) Invalid (455371000124106^Invalid result^SCT) | 94559-2 | SARS coronavirus 2 ORF1ab region [Presence] in Respiratory specimen by NAA with probe detection | 94559-2 | SARS coronavirus 2 ORF1ab region [Presence] in Respiratory specimen by NAA with probe detection |  |  |  | AQ-TOP COVID-19 Rapid Detection Kit_Seasun Biomaterials, Inc. | EUA | ABI 7500 Real-Time PCR_Thermo Fisher | MNI | SARS coronavirus 2 ORF1ab region | PrThr | Pt | Respiratory | Ord | Probe.amp.tar | 20220727 | 2.68
SEASUN Biomaterials | U-TOP COVID-19 Detection Kit* | SARS-CoV-2 Result Interpretation | anterior nasal swabs (697989009^Anterior nares swab^SCT) mid-turbinate nasal swabs(1293160008^Swab from middle region of inferior nasal meatus^SCT) nasopharyngeal swabs (258500001^Nasopharyngeal swab^SCT) oropharyngeal swabs (258529004^Throat swab^SCT) sputum (119334006^Sputum specimen^SCT) nasopharyngeal wash (258467004^Nasopharyngeal washings^SCT) nasopharyngeal aspirate (258411007^Nasopharyngeal aspirate^SCT) nasal aspirate (429931000124105^Nasal aspirate specimen^SCT) | Positive (260373001^Detected^SCT) Negative (260415000^Not detected^SCT) Invalid (455371000124106^Invalid result^SCT or 125154007^Specimen unsatisfactory for evaluation^SCT) | 94500-6 | SARS coronavirus 2 RNA [Presence] in Respiratory specimen by NAA with probe detection | 94531-1 | SARS coronavirus 2 RNA panel - Respiratory specimen by NAA with probe detection |  |  |  | U-TOP COVID-19 Detection Kit_SEASUN BIOMATERIALS | EUA | CFX96 Real-Time PCR System_BioRad | MNI | SARS coronavirus 2 RNA | PrThr | Pt | Respiratory | Ord | Probe.amp.tar | 20220727 | 2.68
SEASUN Biomaterials | U-TOP COVID-19 Detection Kit* | SARS-CoV-2 Result Interpretation | anterior nasal swabs (697989009^Anterior nares swab^SCT) mid-turbinate nasal swabs(1293160008^Swab from middle region of inferior nasal meatus^SCT) nasopharyngeal swabs (258500001^Nasopharyngeal swab^SCT) oropharyngeal swabs (258529004^Throat swab^SCT) sputum (119334006^Sputum specimen^SCT) nasopharyngeal wash (258467004^Nasopharyngeal washings^SCT) nasopharyngeal aspirate (258411007^Nasopharyngeal aspirate^SCT) nasal aspirate (429931000124105^Nasal aspirate specimen^SCT) | Positive (260373001^Detected^SCT) Negative (260415000^Not detected^SCT) Invalid (455371000124106^Invalid result^SCT or 125154007^Specimen unsatisfactory for evaluation^SCT) | 94500-6 | SARS coronavirus 2 RNA [Presence] in Respiratory specimen by NAA with probe detection | 94531-1 | SARS coronavirus 2 RNA panel - Respiratory specimen by NAA with probe detection |  |  |  | U-TOP COVID-19 Detection Kit_SEASUN BIOMATERIALS | EUA | ABI 7500 Real-Time PCR_Thermo Fisher | MNI | SARS coronavirus 2 RNA | PrThr | Pt | Respiratory | Ord | Probe.amp.tar | 20220727 | 2.68
SEASUN BIOMATERIALS, Inc. | AQ-TOP COVID-19 Rapid Detection Kit PLUS* | SARS-CoV-2 Result Interpretation | oropharyngeal swabs (258529004^Throat swab^SCT) nasopharyngeal swabs (258500001^Nasopharyngeal swab^SCT) anterior nasal swabs (697989009^Anterior nares swab^SCT) mid-turbinate nasal swabs (1293160008^Swab from middle region of inferior nasal meatus^SCT) nasopharyngeal washes/aspirates (258467004^Nasopharyngeal washings^SCT or 258411007^Nasopharyngeal aspirate^SCT) nasal aspirates (429931000124105^Nasal aspirate specimen^SCT) bronchoalveolar lavage (BAL) specimens (258607008^Bronchoalveolar lavage fluid sample^SCT) 433801000124107^Nasopharyngeal and oropharyngeal swab^SCT | Negative (260415000^Not Detected^SCT) Positive (260373001^Detected^SCT) Invalid (455371000124106^Invalid result^SCT or 125154007^Specimen unsatisfactory for evaluation^SCT) | 94500-6 | SARS-CoV-2 (COVID-19) RNA [Presence] in Respiratory specimen by NAA with probe detection | 94531-1 | SARS-CoV-2 (COVID-19) RNA panel - Respiratory specimen by NAA with probe detection |  |  |  | AQ-TOP COVID-19 Rapid Detection Kit PLUS_SEASUN BIOMATERIALS, Inc. | EUA | CFX96 Real-Time PCR System_BioRad | MNI | SARS coronavirus 2 RNA | PrThr | Pt | Respiratory | Ord | Probe.amp.tar | 20201021 | 2.68
SEASUN BIOMATERIALS, Inc. | AQ-TOP COVID-19 Rapid Detection Kit PLUS* | SARS-CoV-2 Result Interpretation | oropharyngeal swabs (258529004^Throat swab^SCT) nasopharyngeal swabs (258500001^Nasopharyngeal swab^SCT) anterior nasal swabs (697989009^Anterior nares swab^SCT) mid-turbinate nasal swabs (1293160008^Swab from middle region of inferior nasal meatus^SCT) nasopharyngeal washes/aspirates (258467004^Nasopharyngeal washings^SCT or 258411007^Nasopharyngeal aspirate^SCT) nasal aspirates (429931000124105^Nasal aspirate specimen^SCT) bronchoalveolar lavage (BAL) specimens (258607008^Bronchoalveolar lavage fluid sample^SCT) 433801000124107^Nasopharyngeal and oropharyngeal swab^SCT | Negative (260415000^Not Detected^SCT) Positive (260373001^Detected^SCT) Invalid (455371000124106^Invalid result^SCT or 125154007^Specimen unsatisfactory for evaluation^SCT) | 94500-6 | SARS-CoV-2 (COVID-19) RNA [Presence] in Respiratory specimen by NAA with probe detection | 94531-1 | SARS-CoV-2 (COVID-19) RNA panel - Respiratory specimen by NAA with probe detection |  |  |  | AQ-TOP COVID-19 Rapid Detection Kit PLUS_SEASUN BIOMATERIALS, Inc. | EUA | ABI 7500 Real-Time PCR_Thermo Fisher | MNI | SARS coronavirus 2 RNA | PrThr | Pt | Respiratory | Ord | Probe.amp.tar | 20201021 | 2.68
Seegene Inc. | Allplex 2019-nCoV Assay* | SARS-CoV-2 Result Interpretation | nasal swab (445297001^Swab of internal nose^SCT) anterior nasal swabs (697989009^Anterior nares swab^SCT) mid-turbinate nasal swabs(1293160008^Swab from middle region of inferior nasal meatus^SCT) nasal aspirate (429931000124105^Nasal aspirate specimen^SCT) nasopharyngeal wash/aspirate (258467004^Nasopharyngeal washings^SCT or 258411007^Nasopharyngeal aspirate^SCT) nasopharyngeal swabs (258500001^Nasopharyngeal swab^SCT) oropharyngeal swabs (258529004^Throat swab^SCT) (433801000124107^Nasopharyngeal and oropharyngeal swab^SCT) sputum (119334006^Sputum specimen^SCT) bronchoalveolar lavage (258607008^Bronchoalveolar lavage fluid sample^SCT) | POSITIVE (260373001^Detected^SCT) PRESUMPTIVE POSITIVE (720735008^Presumptive positive^SCT) NEGATIVE (260415000^Not detected^SCT) INVALID (455371000124106^Invalid result^SCT or 125154007^Specimen unsatisfactory for evaluation^SCT) | 94500-6 | SARS coronavirus 2 RNA [Presence] in Respiratory specimen by NAA with probe detection | 94531-1 | SARS coronavirus 2 RNA panel - Respiratory specimen by NAA with probe detection |  |  |  | Allplex 2019-nCoV Assay_Seegene, Inc. | EUA | 10190302000222 | DII | SARS coronavirus 2 RNA | PrThr | Pt | Respiratory | Ord | Probe.amp.tar | 20201118 | 2.68
Seegene Inc. | Allplex 2019-nCoV Assay* | SARS-CoV-2 Result Interpretation | nasal swab (445297001^Swab of internal nose^SCT) anterior nasal swabs (697989009^Anterior nares swab^SCT) mid-turbinate nasal swabs(1293160008^Swab from middle region of inferior nasal meatus^SCT) nasal aspirate (429931000124105^Nasal aspirate specimen^SCT) nasopharyngeal wash/aspirate (258467004^Nasopharyngeal washings^SCT or 258411007^Nasopharyngeal aspirate^SCT) nasopharyngeal swabs (258500001^Nasopharyngeal swab^SCT) oropharyngeal swabs (258529004^Throat swab^SCT) combo swab: 433801000124107^Nasopharyngeal and oropharyngeal swab^SCT? sputum (119334006^Sputum specimen^SCT) bronchoalveolar lavage (258607008^Bronchoalveolar lavage fluid sample^SCT) | POSITIVE (260373001^Detected^SCT) PRESUMPTIVE POSITIVE (720735008^Presumptive positive^SCT) NEGATIVE (260415000^Not detected^SCT) INVALID (455371000124106^Invalid result^SCT or 125154007^Specimen unsatisfactory for evaluation^SCT) | 94500-6 | SARS coronavirus 2 RNA [Presence] in Respiratory specimen by NAA with probe detection | 94531-1 | SARS coronavirus 2 RNA panel - Respiratory specimen by NAA with probe detection |  |  |  | Allplex 2019-nCoV Assay_Seegene, Inc. | EUA | ABI 7500 Real-Time PCR_Thermo Fisher | MNI | SARS coronavirus 2 RNA | PrThr | Pt | Respiratory | Ord | Probe.amp.tar | 20201118 | 2.68
Seegene Inc. | Allplex 2019-nCoV Assay* | SARS-CoV-2 Result Interpretation | nasal swab (445297001^Swab of internal nose^SCT) anterior nasal swabs (697989009^Anterior nares swab^SCT) mid-turbinate nasal swabs(1293160008^Swab from middle region of inferior nasal meatus^SCT) nasal aspirate (429931000124105^Nasal aspirate specimen^SCT) nasopharyngeal wash/aspirate (258467004^Nasopharyngeal washings^SCT or 258411007^Nasopharyngeal aspirate^SCT) nasopharyngeal swabs (258500001^Nasopharyngeal swab^SCT) oropharyngeal swabs (258529004^Throat swab^SCT) combo swab: 433801000124107^Nasopharyngeal and oropharyngeal swab^SCT? sputum (119334006^Sputum specimen^SCT) bronchoalveolar lavage (258607008^Bronchoalveolar lavage fluid sample^SCT) | POSITIVE (260373001^Detected^SCT) PRESUMPTIVE POSITIVE (720735008^Presumptive positive^SCT) NEGATIVE (260415000^Not detected^SCT) INVALID (455371000124106^Invalid result^SCT or 125154007^Specimen unsatisfactory for evaluation^SCT) | 94500-6 | SARS coronavirus 2 RNA [Presence] in Respiratory specimen by NAA with probe detection | 94531-1 | SARS coronavirus 2 RNA panel - Respiratory specimen by NAA with probe detection |  |  |  | Allplex 2019-nCoV Assay_Seegene, Inc. | EUA | CFX96 Real-Time PCR System_BioRad | MNI | SARS coronavirus 2 RNA | PrThr | Pt | Respiratory | Ord | Probe.amp.tar | 20201118 | 2.68
Seegene Inc. | Allplex 2019-nCoV Assay* | SARS-CoV-2 Result Interpretation | nasal swab (445297001^Swab of internal nose^SCT) anterior nasal swabs (697989009^Anterior nares swab^SCT) mid-turbinate nasal swabs(1293160008^Swab from middle region of inferior nasal meatus^SCT) nasal aspirate (429931000124105^Nasal aspirate specimen^SCT) nasopharyngeal wash/aspirate (258467004^Nasopharyngeal washings^SCT or 258411007^Nasopharyngeal aspirate^SCT) nasopharyngeal swabs (258500001^Nasopharyngeal swab^SCT) oropharyngeal swabs (258529004^Throat swab^SCT) combo swab: 433801000124107^Nasopharyngeal and oropharyngeal swab^SCT? sputum (119334006^Sputum specimen^SCT) bronchoalveolar lavage (258607008^Bronchoalveolar lavage fluid sample^SCT) | POSITIVE (260373001^Detected^SCT) PRESUMPTIVE POSITIVE (720735008^Presumptive positive^SCT) NEGATIVE (260415000^Not detected^SCT) INVALID (455371000124106^Invalid result^SCT or 125154007^Specimen unsatisfactory for evaluation^SCT) | 94500-6 | SARS coronavirus 2 RNA [Presence] in Respiratory specimen by NAA with probe detection | 94531-1 | SARS coronavirus 2 RNA panel - Respiratory specimen by NAA with probe detection |  |  |  | Allplex 2019-nCoV Assay_Seegene, Inc. | EUA | CFX96 Touch Real-Time PCR System_BioRad | MNI | SARS coronavirus 2 RNA | PrThr | Pt | Respiratory | Ord | Probe.amp.tar | 20201118 | 2.68
SEKISUI Diagnostics, LLC | OSOM COVID-19 Antigen Home Test | SARS-CoV-2 nucleocapsid protein antigen | anterior nasal (nares) swab (697989009^Anterior nares swab^SCT) | Positive (260373001^Detected^SCT) Negative (260415000^Not Detected^SCT) Invalid (455371000124106^Invalid result^SCT or 125154007^Specimen unsatisfactory for evaluation^SCT) | 97097-0 | SARS-CoV-2 (COVID-19) Ag [Presence] in Upper respiratory specimen by Rapid immunoassay | 97097-0 | SARS-CoV-2 (COVID-19) Ag [Presence] in Upper respiratory specimen by Rapid immunoassay |  |  |  | OSOM COVID-19 Antigen Home Test_SEKISUI Diagnostics, LLC. | EUA | No Equipment | NA | SARS coronavirus 2 Ag | PrThr | Pt | Respiratory.upper | Ord | IA.rapid | 20230727 | 2.70
SEKISUI Diagnostics, LLC | OSOM COVID-19 Antigen Rapid Test* | SARS-CoV-2 nucleocapsid protein antigen | mid-turbinate nasal swabs (1293160008^Swab from middle region of inferior nasal meatus^SCT) | Positive (260373001^Detected^SCT) Negative (260415000^Not Detected^SCT) Invalid (455371000124106^Invalid result^SCT or 125154007^Specimen unsatisfactory for evaluation^SCT) | 97097-0 | SARS-CoV-2 (COVID-19) Ag [Presence] in Upper respiratory specimen by Rapid immunoassay | 97097-0 | SARS-CoV-2 (COVID-19) Ag [Presence] in Upper respiratory specimen by Rapid immunoassay |  |  |  | OSOM COVID-19 Antigen Rapid Test_SEKISUI Diagnostics, LLC. | EUA | No Equipment | NA | SARS coronavirus 2 Ag | PrThr | Pt | Respiratory.upper | Ord | IA.rapid | 20230727 | 2.70
SEKISUI Diagnostics, LLC | OSOM Flu SARS-CoV-2 Combo Home Test | SARS-CoV-2 protein antigen | anterior nasal swab (697989009^Anterior nares swab^SCT) | COVID-19 Positive (260373001^Detected^SCT) COVID-19 Negative (260415000^Not Detected^SCT) Invalid (455371000124106^Invalid result^SCT or 125154007^Specimen unsatisfactory for evaluation^SCT) | 97097-0 | SARS-CoV-2 (COVID-19) Ag [Presence] in Upper respiratory specimen by Rapid immunoassay | 97099-6 | Influenza virus A and B and SARS-CoV-2 (COVID-19) Ag panel - Upper respiratory specimen by Rapid immunoassay |  |  |  | OSOM Flu SARS-CoV-2 Combo Home Test_SEKISUI Diagnostics, LLC | EUA | No Equipment | (NA) | SARS coronavirus 2 Ag | PrThr | Pt | Respiratory system specimen.upper | Ord | IA.rapid | 20240307 | 2.77
SEKISUI Diagnostics, LLC | OSOM Flu SARS-CoV-2 Combo Home Test | Influenza A protein antigen | anterior nasal swab (697989009^Anterior nares swab^SCT) | Flu A Positive (260373001^Detected^SCT) Flu A Negative (260415000^Not Detected^SCT) Invalid (455371000124106^Invalid result^SCT or 125154007^Specimen unsatisfactory for evaluation^SCT) | 80382-5 | Influenza virus A Ag [Presence] in Upper respiratory specimen by Rapid immunoassay | 97099-6 | Influenza virus A and B and SARS-CoV-2 (COVID-19) Ag panel - Upper respiratory specimen by Rapid immunoassay |  |  |  | OSOM Flu SARS-CoV-2 Combo Home Test_SEKISUI Diagnostics, LLC | EUA | No Equipment | (NA) | Influenza virus A Ag | PrThr | Pt | Respiratory system specimen.upper | Ord | IA.rapid | 20240307 | 2.77
SEKISUI Diagnostics, LLC | OSOM Flu SARS-CoV-2 Combo Home Test | Influenza B protein antigen | anterior nasal swab (697989009^Anterior nares swab^SCT) | Flu B Positive (260373001^Detected^SCT) Flu B Negative (260415000^Not Detected^SCT) Invalid (455371000124106^Invalid result^SCT or 125154007^Specimen unsatisfactory for evaluation^SCT) | 80383-3 | Influenza virus B Ag [Presence] in Upper respiratory specimen by Rapid immunoassay | 97099-6 | Influenza virus A and B and SARS-CoV-2 (COVID-19) Ag panel - Upper respiratory specimen by Rapid immunoassay |  |  |  | OSOM Flu SARS-CoV-2 Combo Home Test_SEKISUI Diagnostics, LLC | EUA | No Equipment | (NA) | Influenza virus B Ag | PrThr | Pt | Respiratory system specimen.upper | Ord | IA.rapid | 20240307 | 2.77
SEKISUI Diagnostics, LLC | OSOM Flu SARS-CoV-2 Combo Test | SARS-CoV-2 nucleocapsid antigen | anterior nasal swab (697989009^Anterior nares swab^SCT) | COVID-19 Positive (260373001^Detected^SCT) COVID-19 Negative (260415000^Not Detected^SCT) Invalid (455371000124106^Invalid result^SCT or 125154007^Specimen unsatisfactory for evaluation^SCT) | 97097-0 | SARS-CoV-2 (COVID-19) Ag [Presence] in Upper respiratory specimen by Rapid immunoassay | 97099-6 | Influenza virus A and B and SARS-CoV-2 (COVID-19) Ag panel - Upper respiratory specimen by Rapid immunoassay |  |  |  | OSOM Flu SARS-CoV-2 Combo Test_SEKISUI Diagnostics, LLC | EUA | No Equipment | (NA) | SARS coronavirus 2 Ag | PrThr | Pt | Respiratory system specimen.upper | Ord | IA.rapid | 20240307 | 2.77
SEKISUI Diagnostics, LLC | OSOM Flu SARS-CoV-2 Combo Test | Influenza A nucleoprotein antigen | anterior nasal swab (697989009^Anterior nares swab^SCT) | Flu A Positive (260373001^Detected^SCT) Flu A Negative (260415000^Not Detected^SCT) Invalid (455371000124106^Invalid result^SCT or 125154007^Specimen unsatisfactory for evaluation^SCT) | 80382-5 | Influenza virus A Ag [Presence] in Upper respiratory specimen by Rapid immunoassay | 97099-6 | Influenza virus A and B and SARS-CoV-2 (COVID-19) Ag panel - Upper respiratory specimen by Rapid immunoassay |  |  |  | OSOM Flu SARS-CoV-2 Combo Test_SEKISUI Diagnostics, LLC | EUA | No Equipment | (NA) | Influenza virus A Ag | PrThr | Pt | Respiratory system specimen.upper | Ord | IA.rapid | 20240307 | 2.77
SEKISUI Diagnostics, LLC | OSOM Flu SARS-CoV-2 Combo Test | Influenza B nucleoprotein antigen | anterior nasal swab (697989009^Anterior nares swab^SCT) | Flu B Positive (260373001^Detected^SCT) Flu B Negative (260415000^Not Detected^SCT) Invalid (455371000124106^Invalid result^SCT or 125154007^Specimen unsatisfactory for evaluation^SCT) | 80383-3 | Influenza virus B Ag [Presence] in Upper respiratory specimen by Rapid immunoassay | 97099-6 | Influenza virus A and B and SARS-CoV-2 (COVID-19) Ag panel - Upper respiratory specimen by Rapid immunoassay |  |  |  | OSOM Flu SARS-CoV-2 Combo Test_SEKISUI Diagnostics, LLC | EUA | No Equipment | (NA) | Influenza virus B Ag | PrThr | Pt | Respiratory system specimen.upper | Ord | IA.rapid | 20240307 | 2.77
Shenzhen New Industries Biomedical Engineering Co., Ltd. | MAGLUMI 2019-nCoV IgM/IgG* | SARS-CoV-2 IgG Result Interpretation | serum (119364003^Serum specimen^SCT) | SARS-CoV-2 IgG Non-Reactive (260385009^Negative^SCT) SARS-CoV-2 IgG Reactive (10828004^Positive^SCT) | 94563-4 | SARS-CoV-2 (COVID-19) IgG Ab [Presence] in Serum or Plasma by Immunoassay | 94504-8 | SARS-CoV-2 (COVID-19) Ab panel - Serum or Plasma by Immunoassay | Expect to be reported together with the IA result for IgM. |  |  | MAGLUMI 2019-nCoV IgM/IgG_Shenzhen New Industries Biomedical Engineering Co., Ltd. | EUA | MAGLUMI 2000 series analyzer_Shenzhen | MNI | SARS coronavirus 2 Ab.IgG | PrThr | Pt | Ser/Plas | Ord | IA | 20200925 | 2.68
Shenzhen New Industries Biomedical Engineering Co., Ltd. | MAGLUMI 2019-nCoV IgM/IgG* | SARS-CoV-2 IgM Result Interpretation | serum (119364003^Serum specimen^SCT) | SARS-CoV-2 IgM Non-Reactive (260385009^Negative^SCT) SARS-CoV-2 IgM Reactive (10828004^Positive^SCT) | 94564-2 | SARS-CoV-2 (COVID-19) IgM Ab [Presence] in Serum or Plasma by Immunoassay | 94504-8 | SARS-CoV-2 (COVID-19) Ab panel - Serum or Plasma by Immunoassay | Expect to be reported together with the IA result for IgG. |  |  | MAGLUMI 2019-nCoV IgM/IgG_Shenzhen New Industries Biomedical Engineering Co., Ltd. | EUA | MAGLUMI 2000 series analyzer_Shenzhen | MNI | SARS coronavirus 2 Ab.IgM | PrThr | Pt | Ser/Plas | Ord | IA | 20200925 | 2.68
Sherlock BioSciences, Inc. | Sherlock CRISPR SARS-CoV-2 Kit* | SARS-CoV-2 Result Interpretation | nasal swab (445297001^Swab of internal nose^SCT) nasopharyngeal (NP) swabs (258500001^Nasopharyngeal swab^SCT) oropharyngeal (OP) swabs (258529004^Throat swab^SCT) nasopharyngeal wash (258467004^Nasopharyngeal washings^SCT) nasopharyngeal aspirate (258411007^Nasopharyngeal aspirate^SCT) nasal aspirate (429931000124105^Nasal aspirate specimen^SCT) bronchoalveolar lavage(258607008^Bronchoalveolar lavage fluid sample^SCT) | Positive (260373001^Detected^SCT) Negative (260415000^Not detected^SCT) Invalid Result (455371000124106^Invalid result^SCT or 125154007^Specimen unsatisfactory for evaluation^SCT) | 94500-6 | SARS coronavirus 2 RNA [Presence] in Respiratory specimen by NAA with probe detection | 94531-1 | SARS coronavirus 2 RNA panel - Respiratory specimen by NAA with probe detection |  |  |  | Sherlock CRISPR SARS-CoV-2 Kit_Sherlock BioSciences, Inc. | EUA | a microplate reader_NA | MNI | SARS coronavirus 2 RNA | PrThr | Pt | Respiratory | Ord | Probe.amp.tar | 20200519 | 2.68
Siemens | ADVIA Centaur SARS-CoV-2 IgG (COV2G)* | IgG antibodies to SARS-CoV-2 | Serum (119364003^Serum specimen^SCT) Plasma (119361006^Plasma specimen^SCT) | Nonreactive (260385009^Negative^SCT) Reactive (10828004^Positive^SCT) | 94563-4 | SARS-CoV-2 (COVID-19) IgG Ab [Presence] in Serum or Plasma by Immunoassay | 94563-4 | SARS-CoV-2 (COVID-19) IgG Ab [Presence] in Serum or Plasma by Immunoassay | SARS-CoV-2 S1 RBD antigen |  |  | ADVIA Centaur SARS-CoV-2 IgG (COV2G)_Siemens Healthcare Diagnostics Inc. | EUA | ADVIA Centaur XP system_Siemens | MNI | SARS coronavirus 2 Ab.IgG | PrThr | Pt | Ser/Plas | Ord | IA | 20200818 | 2.68
Siemens | ADVIA Centaur SARS-CoV-2 IgG (COV2G)* | IgG antibodies to SARS-CoV-2 | Serum (119364003^Serum specimen^SCT) Plasma (119361006^Plasma specimen^SCT) | Nonreactive (260385009^Negative^SCT) Reactive (10828004^Positive^SCT) | 94563-4 | SARS-CoV-2 (COVID-19) IgG Ab [Presence] in Serum or Plasma by Immunoassay | 94563-4 | SARS-CoV-2 (COVID-19) IgG Ab [Presence] in Serum or Plasma by Immunoassay | SARS-CoV-2 S1 RBD antigen |  |  | ADVIA Centaur SARS-CoV-2 IgG (COV2G)_Siemens Healthcare Diagnostics Inc. | EUA | ADVIA Centaur XPT system_Siemens | MNI | SARS coronavirus 2 Ab.IgG | PrThr | Pt | Ser/Plas | Ord | IA | 20200818 | 2.68
Siemens | Atellica IM SARS-CoV-2 IgG (COV2G)* | IgG antibodies to SARS-CoV-2 | Serum (119364003^Serum specimen^SCT) Plasma (119361006^Plasma specimen^SCT) | Nonreactive (260385009^Negative^SCT) Reactive (10828004^Positive^SCT) | 94563-4 | SARS-CoV-2 (COVID-19) IgG Ab [Presence] in Serum or Plasma by Immunoassay | 94563-4 | SARS-CoV-2 (COVID-19) IgG Ab [Presence] in Serum or Plasma by Immunoassay | SARS-CoV-2 S1 RBD antigen |  |  | Atellica IM SARS-CoV-2 IgG (COV2G)_Siemens Healthcare Diagnostics Inc. | EUA | Atellica IM Analyzer_Siemens | MNI | SARS coronavirus 2 Ab.IgG | PrThr | Pt | Ser/Plas | Ord | IA | 20200818 | 2.68
Siemens | ADVIA Centaur SARS-CoV-2 Total (COV2T)* | SARS-CoV-2 total antibody | Serum (119364003^Serum specimen^SCT) Plasma (119361006^Plasma specimen^SCT) | Specimen is non-reactive for anti-SARS-CoV-2 (260385009^Negative^SCT) Specimen is reactive for anti-SARS-CoV-2 (10828004^Positive^SCT) | 94762-2 | SARS coronavirus 2 Ab [Presence] in Serum or Plasma by Immunoassay | 94762-2 | SARS coronavirus 2 Ab [Presence] in Serum or Plasma by Immunoassay |  |  |  | ADVIA Centaur SARS-CoV-2 Total (COV2T)_Siemens Healthcare Diagnostics Inc. | EUA | ADVIA Centaur XP system_Siemens | MNI | SARS coronavirus 2 Ab | PrThr | Pt | Ser/Plas | Ord | IA | 20220727 | 2.68
Siemens | ADVIA Centaur SARS-CoV-2 Total (COV2T)* | SARS-CoV-2 total antibody | Serum (119364003^Serum specimen^SCT) Plasma (119361006^Plasma specimen^SCT) | Specimen is non-reactive for anti-SARS-CoV-2 (260385009^Negative^SCT) Specimen is reactive for anti-SARS-CoV-2 (10828004^Positive^SCT) | 94762-2 | SARS coronavirus 2 Ab [Presence] in Serum or Plasma by Immunoassay | 94762-2 | SARS coronavirus 2 Ab [Presence] in Serum or Plasma by Immunoassay |  |  |  | ADVIA Centaur SARS-CoV-2 Total (COV2T)_Siemens Healthcare Diagnostics Inc. | EUA | ADVIA Centaur XPT system_Siemens | MNI | SARS coronavirus 2 Ab | PrThr | Pt | Ser/Plas | Ord | IA | 20220727 | 2.68
Siemens | Atellica IM SARS-CoV-2 Total (COV2T)* | SARS-CoV-2 total antibody | Serum (119364003^Serum specimen^SCT) Plasma (119361006^Plasma specimen^SCT) | Specimen is non-reactive for anti-SARS-CoV-2 (260385009^Negative^SCT) Specimen is reactive for anti-SARS-CoV-2 (10828004^Positive^SCT) | 94762-2 | SARS coronavirus 2 Ab [Presence] in Serum or Plasma by Immunoassay | 94762-2 | SARS coronavirus 2 Ab [Presence] in Serum or Plasma by Immunoassay |  |  |  | Atellica IM SARS-CoV-2 Total (COV2T)_Siemens Healthcare Diagnostics Inc. | EUA | Atellica IM Analyzer_Siemens | MNI | SARS coronavirus 2 Ab | PrThr | Pt | Ser/Plas | Ord | IA | 20200602 | 2.68
Siemens | Dimension EXL SARS-CoV-2 Total antibody assay (CV2T)* | SARS-CoV-2 Total Antibody | serum (119364003^Serum specimen^SCT) plasma (119361006^Plasma specimen^SCT) | positive (10828004^Positive^SCT) negative (260385009^Negative^SCT) | 94762-2 | SARS-CoV-2 (COVID19) Ab [Presence] in Serum or Plasma by Immunoassay | 94762-2 | SARS-CoV-2 (COVID19) Ab [Presence] in Serum or Plasma by Immunoassay |  |  |  | Dimension EXL SARS-CoV-2 Total antibody assay (CV2T)_Siemens Healthcare Diagnostics Inc. | EUA | Dimension EXL with LOCI Module_Siemens | MNI | SARS coronavirus 2 Ab | PrThr | Pt | Ser/Plas | Ord | IA | 20220727 | 2.68
Siemens | Dimension EXL SARS-CoV-2 Total antibody assay (CV2T)* | SARS-CoV-2 Total Antibody | serum (119364003^Serum specimen^SCT) plasma (119361006^Plasma specimen^SCT) | positive (10828004^Positive^SCT) negative (260385009^Negative^SCT) | 94762-2 | SARS-CoV-2 (COVID19) Ab [Presence] in Serum or Plasma by Immunoassay | 94762-2 | SARS-CoV-2 (COVID19) Ab [Presence] in Serum or Plasma by Immunoassay |  |  |  | Dimension EXL SARS-CoV-2 Total antibody assay (CV2T)_Siemens Healthcare Diagnostics Inc. | EUA | Dimension EXL 200_Siemens | MNI | SARS coronavirus 2 Ab | PrThr | Pt | Ser/Plas | Ord | IA | 20220727 | 2.68
Siemens | Dimension Vista SARS-CoV-2 Total Antibody assay (COV2T)* | SARS-CoV-2 Total antibody | serum (119364003^Serum specimen^SCT) plasma (119361006^Plasma specimen^SCT) | positive (10828004^Positive^SCT) negative (260385009^Negative^SCT) | 94762-2 | SARS-CoV-2 (COVID19) Ab [Presence] in Serum or Plasma by Immunoassay | 94762-2 | SARS-CoV-2 (COVID19) Ab [Presence] in Serum or Plasma by Immunoassay |  |  |  | Dimension Vista SARS-CoV-2 Total antibody assay (COV2T)_Siemens Healthcare Diagnostics Inc. | EUA | Dimension Vista System_Siemens | MNI | SARS coronavirus 2 Ab | PrThr | Pt | Ser/Plas | Ord | IA | 20210929 | 2.68
Siemens Healthcare Diagnostics Inc. | ADVIA Centaur SARS-CoV-2 IgG (sCOVG)* | SARS-CoV-2 IgG antibodies | serum (119364003^Serum specimen^SCT) plasma (119361006^Plasma specimen^SCT) | Index values | 94505-5 | SARS-CoV-2 (COVID-19) IgG Ab [Units/volume] in Serum or Plasma by Immunoassay | 94505-5 | SARS-CoV-2 (COVID-19) IgG Ab [Units/volume] in Serum or Plasma by Immunoassay |  |  |  | ADVIA Centaur SARS-CoV-2 IgG (sCOVG)_Siemens Healthcare Diagnostics Inc. | EUA | ADVIA Centaur CP system_Siemens | MNI | SARS coronavirus 2 Ab.IgG | PrThr | Pt | Ser/Plas | Ord | IA | 20210623 | 2.69
Siemens Healthcare Diagnostics Inc. | ADVIA Centaur SARS-CoV-2 IgG (sCOVG)* | SARS-CoV-2 IgG antibodies | serum (119364003^Serum specimen^SCT) plasma (119361006^Plasma specimen^SCT) | Nonreactive (negative) (260385009^Negative^SCT) Reactive (positive): (10828004^Positive^SCT) | 94563-4 | SARS-CoV-2 (COVID-19) IgG Ab [Presence] in Serum or Plasma by Immunoassay | 94505-5 | SARS-CoV-2 (COVID-19) IgG Ab [Units/volume] in Serum or Plasma by Immunoassay |  |  |  | ADVIA Centaur SARS-CoV-2 IgG (sCOVG)_Siemens Healthcare Diagnostics Inc. | EUA | ADVIA Centaur CP system_Siemens | MNI | SARS coronavirus 2 Ab.IgG | PrThr | Pt | Ser/Plas | Ord | IA | 20210623 | 2.69
Siemens Healthcare Diagnostics Inc. | ADVIA Centaur SARS-CoV-2 IgG (sCOVG)* | SARS-CoV-2 IgG antibodies | serum (119364003^Serum specimen^SCT) plasma (119361006^Plasma specimen^SCT) | Index values | 94505-5 | SARS-CoV-2 (COVID-19) IgG Ab [Units/volume] in Serum or Plasma by Immunoassay | 94505-5 | SARS-CoV-2 (COVID-19) IgG Ab [Units/volume] in Serum or Plasma by Immunoassay |  |  |  | ADVIA Centaur SARS-CoV-2 IgG (sCOVG)_Siemens Healthcare Diagnostics Inc. | EUA | ADVIA Centaur XP system_Siemens | MNI | SARS coronavirus 2 Ab.IgG | PrThr | Pt | Ser/Plas | Ord | IA | 20210623 | 2.69
Siemens Healthcare Diagnostics Inc. | ADVIA Centaur SARS-CoV-2 IgG (sCOVG)* | SARS-CoV-2 IgG antibodies | serum (119364003^Serum specimen^SCT) plasma (119361006^Plasma specimen^SCT) | Nonreactive (negative) (260385009^Negative^SCT) Reactive (positive): (10828004^Positive^SCT) | 94563-4 | SARS-CoV-2 (COVID-19) IgG Ab [Presence] in Serum or Plasma by Immunoassay | 94505-5 | SARS-CoV-2 (COVID-19) IgG Ab [Units/volume] in Serum or Plasma by Immunoassay |  |  |  | ADVIA Centaur SARS-CoV-2 IgG (sCOVG)_Siemens Healthcare Diagnostics Inc. | EUA | ADVIA Centaur XP system_Siemens | MNI | SARS coronavirus 2 Ab.IgG | PrThr | Pt | Ser/Plas | Ord | IA | 20210623 | 2.69
Siemens Healthcare Diagnostics Inc. | ADVIA Centaur SARS-CoV-2 IgG (sCOVG)* | SARS-CoV-2 IgG antibodies | serum (119364003^Serum specimen^SCT) plasma (119361006^Plasma specimen^SCT) | Index values | 94505-5 | SARS-CoV-2 (COVID-19) IgG Ab [Units/volume] in Serum or Plasma by Immunoassay | 94505-5 | SARS-CoV-2 (COVID-19) IgG Ab [Units/volume] in Serum or Plasma by Immunoassay |  |  |  | ADVIA Centaur SARS-CoV-2 IgG (sCOVG)_Siemens Healthcare Diagnostics Inc. | EUA | ADVIA Centaur XPT system_Siemens | MNI | SARS coronavirus 2 Ab.IgG | PrThr | Pt | Ser/Plas | Ord | IA | 20210623 | 2.69
Siemens Healthcare Diagnostics Inc. | ADVIA Centaur SARS-CoV-2 IgG (sCOVG)* | SARS-CoV-2 IgG antibodies | serum (119364003^Serum specimen^SCT) plasma (119361006^Plasma specimen^SCT) | Nonreactive (negative) (260385009^Negative^SCT) Reactive (positive): (10828004^Positive^SCT) | 94563-4 | SARS-CoV-2 (COVID-19) IgG Ab [Presence] in Serum or Plasma by Immunoassay | 94505-5 | SARS-CoV-2 (COVID-19) IgG Ab [Units/volume] in Serum or Plasma by Immunoassay |  |  |  | ADVIA Centaur SARS-CoV-2 IgG (sCOVG)_Siemens Healthcare Diagnostics Inc. | EUA | ADVIA Centaur XPT system_Siemens | MNI | SARS coronavirus 2 Ab.IgG | PrThr | Pt | Ser/Plas | Ord | IA | 20210623 | 2.69
Siemens Healthcare Diagnostics Inc. | Atellica IM SARS-CoV-2 IgG (sCOVG)* | SARS-CoV-2 IgG Index Value | serum (119364003^Serum specimen^SCT) plasma (119361006^Plasma specimen^SCT) | Index Value | 94505-5 | SARS-CoV-2 (COVID-19) IgG Ab [Units/volume] in Serum or Plasma by Immunoassay | 94505-5 | SARS-CoV-2 (COVID-19) IgG Ab [Units/volume] in Serum or Plasma by Immunoassay |  |  |  | Atellica IM SARS-CoV-2 IgG (sCOVG)_Siemens Healthcare Diagnostics Inc. | EUA | Atellica IM Analyzer_Siemens | MNI | SARS coronavirus 2 Ab.IgG | ACnc | Pt | Ser/Plas | Qn | IA | 20210331 | 2.69
Siemens Healthcare Diagnostics Inc. | Atellica IM SARS-CoV-2 IgG (sCOVG)* | SARS-CoV-2 IgG antibody Result Interpretation | serum (119364003^Serum specimen^SCT) plasma (119361006^Plasma specimen^SCT) | Nonreactive (negative) (260385009^Negative^SCT) Reactive (positive) (10828004^Positive^SCT) | 94563-4 | SARS-CoV-2 (COVID-19) IgG Ab [Presence] in Serum or Plasma by Immunoassay | 94505-5 | SARS-CoV-2 (COVID-19) IgG Ab [Units/volume] in Serum or Plasma by Immunoassay |  |  |  | Atellica IM SARS-CoV-2 IgG (sCOVG)_Siemens Healthcare Diagnostics Inc. | EUA | Atellica IM Analyzer_Siemens | MNI | SARS coronavirus 2 Ab.IgG | PrThr | Pt | Ser/Plas | Ord | IA | 20210331 | 2.69
Siemens Healthcare Diagnostics Inc. | Dimension EXL SARS-CoV-2 IgG (CV2G)* | SARS-CoV-2 IgG Analyte Value | serum (119364003^Serum specimen^SCT) plasma (119361006^Plasma specimen^SCT) | Ind units | 94505-5 | SARS-CoV-2 (COVID-19) IgG Ab [Units/volume] in Serum or Plasma by Immunoassay | 94505-5 | SARS-CoV-2 (COVID-19) IgG Ab [Units/volume] in Serum or Plasma by Immunoassay |  |  |  | Dimension EXL SARS-CoV-2 IgG (CV2G)_Siemens Healthcare Diagnostics Inc. | EUA | Dimension EXL with LOCI Module_Siemens | MNI | SARS coronavirus 2 Ab.IgG | ACnc | Pt | Ser/Plas | Qn | IA | 20210120 | 2.68
Siemens Healthcare Diagnostics Inc. | Dimension EXL SARS-CoV-2 IgG (CV2G)* | SARS-CoV-2 IgG Result Interpretation | serum (119364003^Serum specimen^SCT) plasma (119361006^Plasma specimen^SCT) | IgG antibodies to SARS-CoV-2 are not detected (260385009^Negative^SCT) IgG antibodies to SARS-CoV-2 are detected (10828004^Positive^SCT) | 94563-4 | SARS-CoV-2 (COVID-19) IgG Ab [Presence] in Serum or Plasma by Immunoassay | 94505-5 | SARS-CoV-2 (COVID-19) IgG Ab [Units/volume] in Serum or Plasma by Immunoassay |  |  |  | Dimension EXL SARS-CoV-2 IgG (CV2G)_Siemens Healthcare Diagnostics Inc. | EUA | Dimension EXL with LOCI Module_Siemens | MNI | SARS coronavirus 2 Ab.IgG | PrThr | Pt | Ser/Plas | Ord | IA | 20210120 | 2.68
Siemens Healthcare Diagnostics Inc. | Dimension Vista SARS-CoV-2 IgG (COV2G)* | SARS-CoV-2 IgG Analyte Value | serum (119364003^Serum specimen^SCT) plasma (119361006^Plasma specimen^SCT) | QUAL units | 94505-5 | SARS-CoV-2 (COVID-19) IgG Ab [Units/volume] in Serum or Plasma by Immunoassay | 94505-5 | SARS-CoV-2 (COVID-19) IgG Ab [Units/volume] in Serum or Plasma by Immunoassay |  |  |  | Dimension Vista SARS-CoV-2 IgG (COV2G)_Siemens Healthcare Diagnostics Inc. | EUA | Dimension Vista System_Siemens | MNI | SARS coronavirus 2 Ab.IgG | ACnc | Pt | Ser/Plas | Qn | IA | 20210113 | 2.68
Siemens Healthcare Diagnostics Inc. | Dimension Vista SARS-CoV-2 IgG (COV2G)* | SARS-CoV-2 IgG Result Interpretation | serum (119364003^Serum specimen^SCT) plasma (119361006^Plasma specimen^SCT) | IgG antibodies to SARS-CoV-2 are not detected (260385009^Negative^SCT) IgG antibodies to SARS-CoV-2 are detected (10828004^Positive^SCT) | 94563-4 | SARS-CoV-2 (COVID-19) IgG Ab [Presence] in Serum or Plasma by Immunoassay | 94505-5 | SARS-CoV-2 (COVID-19) IgG Ab [Units/volume] in Serum or Plasma by Immunoassay |  |  |  | Dimension Vista SARS-CoV-2 IgG (COV2G)_Siemens Healthcare Diagnostics Inc. | EUA | Dimension Vista System_Siemens | MNI | SARS coronavirus 2 Ab.IgG | PrThr | Pt | Ser/Plas | Ord | IA | 20210113 | 2.68
Siemens Healthcare Diagnostics, Inc. | ADVIA Centaur SARS-CoV-2 Antigen (CoV2Ag)* | SARS-CoV-2 nucleocapsid antigen | anterior nasal (AN) swab specimens (697989009^Anterior nares swab^SCT) | Nonreactive (260415000^Not Detected^SCT) Reactive (260373001^Detected^SCT) | 96119-3 | SARS-CoV-2 (COVID-19) Ag [Presence] in Upper respiratory specimen by Immunoassay | 96119-3 | SARS-CoV-2 (COVID-19) Ag [Presence] in Upper respiratory specimen by Immunoassay |  |  |  | ADVIA Centaur SARS-CoV-2 Antigen (CoV2Ag)_Siemens Healthcare Diagnostics, Inc. | EUA | ADVIA Centaur XP system_Siemens | MNI | SARS coronavirus 2 Ag | PrThr | Pt | Respiratory.upper | Ord | IA | 20220323 | 2.69
Siemens Healthcare Diagnostics, Inc. | ADVIA Centaur SARS-CoV-2 Antigen (CoV2Ag)* | SARS-CoV-2 nucleocapsid antigen | anterior nasal (AN) swab specimens (697989009^Anterior nares swab^SCT) | Nonreactive (260415000^Not Detected^SCT) Reactive (260373001^Detected^SCT) | 96119-3 | SARS-CoV-2 (COVID-19) Ag [Presence] in Upper respiratory specimen by Immunoassay | 96119-3 | SARS-CoV-2 (COVID-19) Ag [Presence] in Upper respiratory specimen by Immunoassay |  |  |  | ADVIA Centaur SARS-CoV-2 Antigen (CoV2Ag)_Siemens Healthcare Diagnostics, Inc. | EUA | ADVIA Centaur XPT system_Siemens | MNI | SARS coronavirus 2 Ag | PrThr | Pt | Respiratory.upper | Ord | IA | 20220323 | 2.69
Siemens Healthcare Diagnostics, Inc. | Atellica IM SARS-CoV-2 Antigen (CoV2Ag)* | SARS-CoV-2 nucleocapsid antigen | anterior nasal (AN) swab specimens (697989009^Anterior nares swab^SCT) | Nonreactive (260415000^Not Detected^SCT) Reactive (260373001^Detected^SCT) | 96119-3 | SARS-CoV-2 (COVID-19) Ag [Presence] in Upper respiratory specimen by Immunoassay | 96119-3 | SARS-CoV-2 (COVID-19) Ag [Presence] in Upper respiratory specimen by Immunoassay |  |  |  | Atellica IM SARS-CoV-2 Antigen (CoV2Ag)_Siemens Healthcare Diagnostics, Inc. | EUA | Atellica IM Analyzer_Siemens | MNI | SARS coronavirus 2 Ag | PrThr | Pt | Respiratory.upper | Ord | IA | 20220323 | 2.69
Siemens Healthineers | CLINITEST Rapid COVID-19 Antigen Self-Test* | SARS-CoV-2 nucleocapsid protein antigen | anterior nasal (nares) swab (697989009^Anterior nares swab^SCT) | COVID-19 Positive (260373001^Detected^SCT) COVID-19 Negative (260415000^Not Detected^SCT) Invalid (455371000124106^Invalid result^SCT or 125154007^Specimen unsatisfactory for evaluation^SCT) | 97097-0 | SARS-CoV-2 (COVID-19) Ag [Presence] in Upper respiratory specimen by Rapid immunoassay | 97097-0 | SARS-CoV-2 (COVID-19) Ag [Presence] in Upper respiratory specimen by Rapid immunoassay |  |  |  | Siemens Healthineers_CLINITEST Rapid COVID-19 Antigen Self-Test | EUA | No Equipment | NA | SARS coronavirus 2 Ag | PrThr | Pt | Respiratory.upper | Ord | IA.rapid | 20220105 | 2.70
SML GENETREE Co., Ltd. | Ezplex SARS-CoV-2 G Kit* | SARS-CoV-2 RNA Result | nasopharyngeal swabs (258500001^Nasopharyngeal swab^SCT) oropharyngeal swabs (258529004^Throat swab^SCT) combined nasopharyngeal/oropharyngeal swabs (433801000124107^Nasopharyngeal and oropharyngeal swab^SCT) sputum specimens (119334006^Sputum specimen^SCT) | Positive (260373001^Detected^SCT) Inconclusive (419984006^Inconclusive^SCT) Negative (260415000^Not Detected^SCT) Invalid (455371000124106^Invalid result^SCT or 125154007^Specimen unsatisfactory for evaluation^SCT) | 94500-6 | SARS-CoV-2 (COVID-19) RNA [Presence] in Respiratory specimen by NAA with probe detection | 94531-1 | SARS-CoV-2 (COVID-19) RNA panel - Respiratory specimen by NAA with probe detection |  |  |  | Ezplex SARS-CoV-2 G Kit_SML GENETREE Co., Ltd. | EUA | CFX96 DX Real-Time PCR System_BioRad | MNI | SARS coronavirus 2 RNA | PrThr | Pt | Respiratory | Ord | Probe.amp.tar | 20220622 | 2.68
SML GENETREE Co., Ltd. | Ezplex SARS-CoV-2 G Kit* | SARS-CoV-2 RNA Result | nasopharyngeal swabs (258500001^Nasopharyngeal swab^SCT) oropharyngeal swabs (258529004^Throat swab^SCT) combined nasopharyngeal/oropharyngeal swabs (433801000124107^Nasopharyngeal and oropharyngeal swab^SCT) sputum specimens (119334006^Sputum specimen^SCT) | Positive (260373001^Detected^SCT) Inconclusive (419984006^Inconclusive^SCT) Negative (260415000^Not Detected^SCT) Invalid (455371000124106^Invalid result^SCT or 125154007^Specimen unsatisfactory for evaluation^SCT) | 94500-6 | SARS-CoV-2 (COVID-19) RNA [Presence] in Respiratory specimen by NAA with probe detection | 94531-1 | SARS-CoV-2 (COVID-19) RNA panel - Respiratory specimen by NAA with probe detection |  |  |  | Ezplex SARS-CoV-2 G Kit_SML GENETREE Co., Ltd. | EUA | ABI 7500 FAST Real-Time PCR_Thermo Fisher | MNI | SARS coronavirus 2 RNA | PrThr | Pt | Respiratory | Ord | Probe.amp.tar | 20220622 | 2.68
Solaris Diagnostics | LDT: Solaris Multiplex SARS-CoV-2 Assay* | SARS-CoV-2 Result Interpretation | nasopharyngeal swabs (258500001^Nasopharyngeal swab^SCT) anterior nasal swabs (697989009^Anterior nares swab^SCT) mid-turbinate nasal swabs (1293160008^Swab from middle region of inferior nasal meatus^SCT) oropharyngeal swabs (258529004^Throat swab^SCT) nasopharyngeal wash/aspirates (258467004^Nasopharyngeal washings^SCT or 258411007^Nasopharyngeal aspirate^SCT) nasal aspirates (429931000124105^Nasal aspirate specimen^SCT) bronchoalveolar lavage specimens (258607008^Bronchoalveolar lavage fluid sample^SCT) | SARS-CoV-2 detected (260373001^Detected^SCT) Inconclusive (419984006^Inconclusive^SCT) SARS-CoV-2 not detected (260415000^Not Detected^SCT) Invalid (455371000124106^Invalid result^SCT or 125154007^Specimen unsatisfactory for evaluation^SCT) | 94533-7 | SARS-CoV-2 (COVID-19) N gene [Presence] in Respiratory specimen by NAA with probe detection | 94531-1 | SARS-CoV-2 (COVID-19) RNA panel - Respiratory specimen by NAA with probe detection | Testing is limited to Solaris Diagnostics, located at 110 Dewey Drive Ste A, Nicholasville, KY 40356 |  |  | Solaris Multiplex SARS-CoV-2 Assay_Solaris Diagnostics | EUA | 10190302015592 | DII | SARS coronavirus 2 N gene | PrThr | Pt | Respiratory | Ord | Probe.amp.tar | 20200818 | 2.68
SolGent | DiaPlexQ Novel Coronavirus (2019-nCoV) Detection Kit* | SARS-CoV-2 RNA | Nasal swab (445297001^Swab of internal nose^SCT) Mid-turbinate nasal swabs(1293160008^Swab from middle region of inferior nasal meatus^SCT) nasopharyngeal swab (258500001^Nasopharyngeal swab^SCT) oropharyngeal swabs (258529004^Throat swab^SCT) nasal and pharyngeal swab combination (433801000124107^Nasopharyngeal and oropharyngeal swab^SCT) nasopharyngeal wash (258467004^Nasopharyngeal washings^SCT) nasopharyngeal aspirate (258411007^Nasopharyngeal aspirate^SCT) nasal aspirate (429931000124105^Nasal aspirate specimen^SCT) BAL (258607008^Bronchoalveolar lavage fluid sample^SCT) sputum (119334006^Sputum specimen^SCT) | Positive(260373001^Detected^SCT) Negative (260415000^Not detected^SCT) Inconclusive (419984006^Inconclusive^SCT) Invalid (455371000124106^Invalid result^SCT) | 94500-6 | SARS coronavirus 2 RNA [Presence] in Respiratory specimen by NAA with probe detection | 94531-1 | SARS-CoV-2 (COVID-19) RNA panel - Respiratory specimen by NAA with probe detection |  |  |  | DiaPlexQ Novel Coronavirus (2019-nCoV) Detection Kit_SolGent Co., Ltd | EUA | CFX96 Real-Time PCR System_BioRad | MNI | SARS coronavirus 2 RNA | PrThr | Pt | Respiratory | Ord | Probe.amp.tar | 20220727 | 2.68
SolGent | DiaPlexQ Novel Coronavirus (2019-nCoV) Detection Kit* | SARS-CoV-2 RNA | Nasal swab (445297001^Swab of internal nose^SCT) Mid-turbinate nasal swabs(1293160008^Swab from middle region of inferior nasal meatus^SCT) nasopharyngeal swab (258500001^Nasopharyngeal swab^SCT) oropharyngeal swabs (258529004^Throat swab^SCT) nasal and pharyngeal swab combination (433801000124107^Nasopharyngeal and oropharyngeal swab^SCT) nasopharyngeal wash (258467004^Nasopharyngeal washings^SCT) nasopharyngeal aspirate (258411007^Nasopharyngeal aspirate^SCT) nasal aspirate (429931000124105^Nasal aspirate specimen^SCT) BAL (258607008^Bronchoalveolar lavage fluid sample^SCT) sputum (119334006^Sputum specimen^SCT) | Positive(260373001^Detected^SCT) Negative (260415000^Not detected^SCT) Inconclusive (419984006^Inconclusive^SCT) Invalid (455371000124106^Invalid result^SCT) | 94500-6 | SARS coronavirus 2 RNA [Presence] in Respiratory specimen by NAA with probe detection | 94531-1 | SARS-CoV-2 (COVID-19) RNA panel - Respiratory specimen by NAA with probe detection |  |  |  | DiaPlexQ Novel Coronavirus (2019-nCoV) Detection Kit_SolGent Co., Ltd | EUA | ABI 7500 FAST Real-Time PCR_Thermo Fisher | MNI | SARS coronavirus 2 RNA | PrThr | Pt | Respiratory | Ord | Probe.amp.tar | 20220727 | 2.68
SolGent | DiaPlexQ Novel Coronavirus (2019-nCoV) Detection Kit* | SARS-CoV-2 RNA | Nasal swab (445297001^Swab of internal nose^SCT) Mid-turbinate nasal swabs(1293160008^Swab from middle region of inferior nasal meatus^SCT) nasopharyngeal swab (258500001^Nasopharyngeal swab^SCT) oropharyngeal swabs (258529004^Throat swab^SCT) nasal and pharyngeal swab combination (433801000124107^Nasopharyngeal and oropharyngeal swab^SCT) nasopharyngeal wash (258467004^Nasopharyngeal washings^SCT) nasopharyngeal aspirate (258411007^Nasopharyngeal aspirate^SCT) nasal aspirate (429931000124105^Nasal aspirate specimen^SCT) BAL (258607008^Bronchoalveolar lavage fluid sample^SCT) sputum (119334006^Sputum specimen^SCT) | Positive(260373001^Detected^SCT) Negative (260415000^Not detected^SCT) Inconclusive (419984006^Inconclusive^SCT) Invalid (455371000124106^Invalid result^SCT) | 94500-6 | SARS coronavirus 2 RNA [Presence] in Respiratory specimen by NAA with probe detection | 94531-1 | SARS-CoV-2 (COVID-19) RNA panel - Respiratory specimen by NAA with probe detection |  |  |  | DiaPlexQ Novel Coronavirus (2019-nCoV) Detection Kit_SolGent Co., Ltd | EUA | ABI 7500 Real-Time PCR_Thermo Fisher | MNI | SARS coronavirus 2 RNA | PrThr | Pt | Respiratory | Ord | Probe.amp.tar | 20220727 | 2.68
Southern California Permanente Medical Group | LDT: Kaiser Permanente High Throughput SARS-CoV-2 Assay* | SARS-CoV-2 RNA Result | saliva (258560004^Oral saliva sample^SCT) | NA (455371000124106^Invalid result^SCT or 125154007^Specimen unsatisfactory for evaluation^SCT) SARS-CoV-2 Not Detected (260415000^Not Detected^SCT) SARS-CoV-2 Inconclusive (419984006^Inconclusive^SCT) Positive SARS-CoV-2 (260373001^Detected^SCT) | 94845-5 | SARS-CoV-2 (COVID-19) RNA [Presence] in Saliva (oral fluid) by NAA with probe detection | 95826-4 | SARS-CoV-2 (COVID-19) RNA panel - Saliva (oral fluid) by NAA with probe detection | Testing is limited to the Southern California Permanente Medical Group - Regional Reference Laboratory (SCPMG-RRL) located at 13000 Peyton Drive, Chino Hills, CA 91709 which is certified under Clinical Laboratory Improvement Amendments of 1988 (CLIA), 42 U.S.C. §263a, and meets requirements to perform high complexity tests. |  |  | Kaiser Permanente High Throughput SARS-CoV-2 Assay_Southern California Permanente Medical Group | EUA | ABI QuantStudio 7 Flex_Thermo Fisher | MNI | SARS coronavirus 2 RNA | PrThr | Pt | Saliva | Ord | Probe.amp.tar | 20210428 | 2.69
Southwest Regional PCR Laboratory LLC. dba MicroGen DX | LDT: COVID-19 Key Assay* | SARS-CoV-2 Result Interpretation | nasopharyngeal swabs (258500001^Nasopharyngeal swab^SCT) oropharyngeal swabs (258529004^Throat swab^SCT) anterior nasal swabs (697989009^Anterior nares swab^SCT) mid-turbinate nasal swabs (1293160008^Swab from middle region of inferior nasal meatus^SCT) nasopharyngeal awash/aspirate (258467004^Nasopharyngeal washings^SCT or 258411007^Nasopharyngeal aspirate^SCT) nasal aspirates (429931000124105^Nasal aspirate specimen^SCT) sputum specimens (119334006^Sputum specimen^SCT) | SARS-CoV-2 Detected (260373001^Detected^SCT) Insufficient material (125154007^Specimen unsatisfactory for evaluation^SCT) Inconclusive (419984006^Inconclusive^SCT) SARS-CoV-2 Not Detected (260415000^Not Detected^SCT) Invalid test (455371000124106^Invalid result^SCT or 125154007^Specimen unsatisfactory for evaluation^SCT) | 94500-6 | SARS-CoV-2 (COVID-19) RNA [Presence] in Respiratory specimen by NAA with probe detection | 94531-1 | SARS-CoV-2 (COVID-19) RNA panel - Respiratory specimen by NAA with probe detection | Testing is limited to the Southwest Regional PCR Laboratory LLC. dba MicroGen DX located in Lubbock, TX |  |  | COVID-19 Key_Southwest Regional PCR Laboratory LLC. dba MicroGen DX | EUA | LightCycler 480 Instrument II_Roche | MNI | SARS coronavirus 2 RNA | PrThr | Pt | Respiratory | Ord | Probe.amp.tar | 20200728 | 2.68
Specialty Diagnostic (SDI) Laboratories | LDT: SDI SARS-CoV-2 Assay* | SARS-CoV-2 Report | nasopharyngeal swab (258500001^Nasopharyngeal swab^SCT) oropharyngeal swab (258529004^Throat swab^SCT) | Positive 2019-NCoV (260373001^Detected^SCT) Negative (260415000^Not detected^SCT) Invalid (455371000124106^Invalid result^SCT or 125154007^Specimen unsatisfactory for evaluation^SCT) | 94559-2 | SARS coronavirus 2 ORF1ab region [Presence] in Respiratory specimen by NAA with probe detection | 94559-2 | SARS coronavirus 2 ORF1ab region [Presence] in Respiratory specimen by NAA with probe detection |  |  |  | SDI SARS-CoV-2 Assay_Specialty Diagnostic (SDI) Laboratories | EUA | ABI 7500 Real-Time PCR_Thermo Fisher | MNI | SARS coronavirus 2 ORF1ab region | PrThr | Pt | Respiratory | Ord | Probe.amp.tar | 20200519 | 2.68
Standard BioTools Inc. | Advanta Dx SARS-CoV-2 RT-PCR Assay* | SARS-CoV-2 Sample Interpretation | saliva specimens (258560004^Oral saliva sample^SCT) | Positive (260373001^Detected^SCT) Negative (260415000^Not Detected^SCT) No Template (125154007^Specimen unsatisfactory for evaluation^SCT) Inconclusive (419984006^Inconclusive^SCT) | 95425-5 | SARS-CoV-2 (COVID-19) N gene [Presence] in Saliva (oral fluid) by NAA with probe detection | 95826-4 | SARS-CoV-2 (COVID-19) RNA panel - Saliva (oral fluid) by NAA with probe detection | The manufacturer name was changed from Fluidigm Corporation to Standard BioTools Inc. |  |  | Advanta Dx SARS-CoV-2 RT-PCR Assay_Standard BioTools Inc. | EUA | Biomark HD system_Standard BioTools Inc. | MNI | SARS coronavirus 2 N gene | PrThr | Pt | Saliva | Ord | Probe.amp.tar | 20230308 | 2.74
Standard BioTools Inc. | Advanta Dx COVID-19 EASE Assay* | SARS-CoV-2 RNA | nasopharyngeal swab (258500001^Nasopharyngeal swab^SCT) oropharyngeal swab (258529004^Throat swab^SCT) combined NP/OP swab (433801000124107^Nasopharyngeal and oropharyngeal swab^SCT) mid-turbinate nasal swab (1293160008^Swab from middle region of inferior nasal meatus^SCT) anterior nasal swab (697989009^Anterior nares swab^SCT) | Positive (260373001^Detected^SCT) Negative (260415000^Not Detected^SCT) No Template (125154007^Specimen unsatisfactory for evaluation^SCT) Inconclusive (419984006^Inconclusive^SCT) | 94533-7 | SARS-CoV-2 (COVID-19) N gene [Presence] in Respiratory specimen by NAA with probe detection | 94531-1 | SARS-CoV-2 (COVID-19) RNA panel - Respiratory specimen by NAA with probe detection | The manufacturer name was changed from Fluidigm Corporation to Standard BioTools Inc. |  |  | Advanta Dx COVID-19 EASE Assay_Standard BioTools Inc. | EUA | Biomark HD system_Standard BioTools Inc. | MNI | SARS coronavirus 2 N gene | PrThr | Pt | Respiratory | Ord | Probe.amp.tar | 20220622 | 2.69
Stanford Health Care Clinical Virology Laboratory | LDT: SARS-CoV-2 RT-PCR Assay | SARS-CoV-2 Result Interpretation | Nasal swab (445297001^Swab of internal nose^SCT) mid-turbinate nasal swab (1293160008^Swab from middle region of inferior nasal meatus^SCT) nasopharyngeal swab (258500001^Nasopharyngeal swab^SCT) oropharyngeal swab (258529004^Throat swab^SCT) BAL (258607008^Bronchoalveolar lavage fluid sample^SCT) | Detected(260373001^Detected^SCT) Not detected (260415000^Not detected^SCT) indeterminate (82334004^Indeterminate) Invalid (455371000124106^Invalid result^SCT or 125154007^Specimen unsatisfactory for evaluation^SCT) | 94758-0 | SARS-related coronavirus E gene [Presence] in Respiratory specimen by NAA with probe detection | 94758-0 | SARS-related coronavirus E gene [Presence] in Respiratory specimen by NAA with probe detection |  |  |  | SARS-CoV-2 RT-PCR Assay_Stanford Health Care Clinical Virology Laboratory | EUA | Rotor-Gene Q_QIAGEN GmbH | MNI | SARS-related coronavirus E gene | PrThr | Pt | Respiratory | Ord | Probe.amp.tar | 20210811 | 2.68
Streamline Scientific | COVID-19 Simplicity Panel | SARS-CoV-2 N1 | anterior nasal swab (697989009^Anterior nares swab^SCT) | SARS-CoV-2 detected (260373001^Detected^SCT) 2019-nCoV not detected (260415000^Not Detected^SCT) Invalid Result (455371000124106^Invalid result^SCT or 125154007^Specimen unsatisfactory for evaluation^SCT) | 94756-4 | SARS-CoV-2 (COVID-19) N gene [Presence] in Respiratory specimen by Nucleic acid amplification using CDC primer-probe set N1 | 94756-4 | SARS-CoV-2 (COVID-19) N gene [Presence] in Respiratory specimen by Nucleic acid amplification using CDC primer-probe set N1 |  |  |  | COVID-19 Simplicity Panel_Streamline Scientific | EUA | CFX384 Real-Time PCR_BioRad | MNI | SARS coronavirus 2 N gene | PrThr | Pt | Respiratory | Ord | Probe.amp.tar.CDC primer-probe set N1 | 20240125 | 2.76
Streamline Scientific | COVID-19 Simplicity Panel | SARS-CoV-2 N1 | anterior nasal swab (697989009^Anterior nares swab^SCT) | SARS-CoV-2 detected (260373001^Detected^SCT) 2019-nCoV not detected (260415000^Not Detected^SCT) Invalid Result (455371000124106^Invalid result^SCT or 125154007^Specimen unsatisfactory for evaluation^SCT) | 94756-4 | SARS-CoV-2 (COVID-19) N gene [Presence] in Respiratory specimen by Nucleic acid amplification using CDC primer-probe set N1 | 94756-4 | SARS-CoV-2 (COVID-19) N gene [Presence] in Respiratory specimen by Nucleic acid amplification using CDC primer-probe set N1 |  |  |  | COVID-19 Simplicity Panel_Streamline Scientific | EUA | CFX96 Real-Time PCR System_BioRad | MNI | SARS coronavirus 2 N gene | PrThr | Pt | Respiratory | Ord | Probe.amp.tar.CDC primer-probe set N1 | 20240125 | 2.76
STS Lab Holdco (a subsidiary of Amazon.com Services LLC) | LDT: Amazon Multi-Target SARS-CoV-2 Real-Time RT-PCR Test* | SARS-CoV-2 Result Interpretation | anterior nasal (nares) swab (697989009^Anterior nares swab^SCT) | Failed (455371000124106^Invalid result^SCT or 125154007^Specimen unsatisfactory for evaluation^SCT) Positive (260373001^Detected^SCT) Negative (260415000^Not Detected^SCT) Negative (895231008^Not Detected in Pooled Specimen^SCT) | 95406-5 | SARS-CoV-2 (COVID-19) RNA [Presence] in Nose by NAA with probe detection | 94531-1 | SARS-CoV-2 (COVID-19) RNA panel - Respiratory specimen by NAA with probe detection | Testing is limited to laboratories designated by STS Lab Holdco (a subsidiary of Amazon.com Services LLC) that are certified under the Clinical Laboratory Improvement Amendments of 1988 (CLIA), 42 U.S.C. §263a, and meet requirements to perform high complexity tests. |  |  | Amazon Multi-Target SARS-CoV-2 Real-Time RT-PCR Test_STS Lab Holdco (a subsidiary of Amazon.com Services LLC) | EUA | 10190302000222 | DII | SARS coronavirus 2 RNA | PrThr | Pt | Nose | Ord | Probe.amp.tar | 20210825 | 2.69
STS Lab Holdco (a subsidiary of Amazon.com Services LLC) | LDT: Amazon Multi-Target SARS-CoV-2 Real-Time RT-PCR Test* | SARS-CoV-2 Result Interpretation | anterior nasal (nares) swab (697989009^Anterior nares swab^SCT) | Failed (455371000124106^Invalid result^SCT or 125154007^Specimen unsatisfactory for evaluation^SCT) Positive (260373001^Detected^SCT) Negative (260415000^Not Detected^SCT) Negative (895231008^Not Detected in Pooled Specimen^SCT) | 95406-5 | SARS-CoV-2 (COVID-19) RNA [Presence] in Nose by NAA with probe detection | 94531-1 | SARS-CoV-2 (COVID-19) RNA panel - Respiratory specimen by NAA with probe detection | Testing is limited to laboratories designated by STS Lab Holdco (a subsidiary of Amazon.com Services LLC) that are certified under the Clinical Laboratory Improvement Amendments of 1988 (CLIA), 42 U.S.C. §263a, and meet requirements to perform high complexity tests. |  |  | Amazon Multi-Target SARS-CoV-2 Real-Time RT-PCR Test_STS Lab Holdco (a subsidiary of Amazon.com Services LLC) | EUA | 10190302015592 | DII | SARS coronavirus 2 RNA | PrThr | Pt | Nose | Ord | Probe.amp.tar | 20210825 | 2.69
STS Lab Holdco (a subsidiary of Amazon.com Services LLC) | LDT: Amazon Multi-Target SARS-CoV-2 Real-Time RT-PCR DTC Test* | SARS-CoV-2 Result Interpretation | anterior nasal (nares) swab (697989009^Anterior nares swab^SCT) | Failed (455371000124106^Invalid result^SCT or 125154007^Specimen unsatisfactory for evaluation^SCT) Positive (260373001^Detected^SCT) Negative (260415000^Not Detected^SCT) Negative (895231008^Not Detected in Pooled Specimen^SCT) | 95406-5 | SARS-CoV-2 (COVID-19) RNA [Presence] in Nose by NAA with probe detection | 94531-1 | SARS-CoV-2 (COVID-19) RNA panel - Respiratory specimen by NAA with probe detection | Testing of self-collected anterior nasal swab specimens is limited to laboratories designated by STS Lab Holdco (a subsidiary of Amazon.com Services LLC), which are certified under the Clinical Laboratory Improvement Amendments of 1988 (CLIA), 42 U.S.C. §263, and meet the requirements to perform high-complexity tests. |  |  | Amazon Multi-Target SARS-CoV-2 Real-Time RT-PCR DTC Test_STS Lab Holdco (a subsidiary of Amazon.com Services LLC | EUA | 10190302000222 | DII | SARS coronavirus 2 RNA | PrThr | Pt | Nose | Ord | Probe.amp.tar | 20210825 | 2.69
STS Lab Holdco (a subsidiary of Amazon.com Services LLC) | LDT: Amazon Multi-Target SARS-CoV-2 Real-Time RT-PCR DTC Test* | SARS-CoV-2 Result Interpretation | anterior nasal (nares) swab (697989009^Anterior nares swab^SCT) | Failed (455371000124106^Invalid result^SCT or 125154007^Specimen unsatisfactory for evaluation^SCT) Positive (260373001^Detected^SCT) Negative (260415000^Not Detected^SCT) Negative (895231008^Not Detected in Pooled Specimen^SCT) | 95406-5 | SARS-CoV-2 (COVID-19) RNA [Presence] in Nose by NAA with probe detection | 94531-1 | SARS-CoV-2 (COVID-19) RNA panel - Respiratory specimen by NAA with probe detection | Testing of self-collected anterior nasal swab specimens is limited to laboratories designated by STS Lab Holdco (a subsidiary of Amazon.com Services LLC), which are certified under the Clinical Laboratory Improvement Amendments of 1988 (CLIA), 42 U.S.C. §263, and meet the requirements to perform high-complexity tests. |  |  | Amazon Multi-Target SARS-CoV-2 Real-Time RT-PCR DTC Test_STS Lab Holdco (a subsidiary of Amazon.com Services LLC | EUA | 10190302015592 | DII | SARS coronavirus 2 RNA | PrThr | Pt | Nose | Ord | Probe.amp.tar | 20210825 | 2.69
STS Lab Holdco (a subsidiary of Amazon.com Services LLC) | LDT: Amazon Real-Time RT-PCR Test for Detecting SARS-CoV-2* | SARS-CoV-2 RNA Reported Result | anterior nasal swab (697989009^Anterior nares swab^SCT) | Positive for SARS-CoV-2 RNA (260373001^Detected^SCT) Negative for SARS-CoV-2 RNA (260415000^Not Detected^SCT) Negative for SARS-CoV-2 RNA (895231008^Not Detected in Pooled Specimen^SCT) Invalid (455371000124106^Invalid result^SCT or 125154007^Specimen unsatisfactory for evaluation^SCT) | 94559-2 | SARS-CoV-2 (COVID-19) ORF1ab region [Presence] in Respiratory specimen by NAA with probe detection | 94559-2 | SARS-CoV-2 (COVID-19) ORF1ab region [Presence] in Respiratory specimen by NAA with probe detection | Testing is limited to laboratories designated by STS Lab Holdco (a subsidiary of Amazon.com Services LLC) that are certified under the Clinical Laboratory Improvement Amendments of 1988 (CLIA), 42 U.S.C. §263a, and meet requirements to perform high complexity tests. |  |  | Amazon Real-Time RT-PCR Test for Detecting SARS-CoV-2_STS Lab Holdco (a subsidiary of Amazon.com Services LLC) | EUA | 10190302000222 | DII | SARS coronavirus 2 ORF1ab region | PrThr | Pt | Respiratory | Ord | Probe.amp.tar | 20210331 | 2.69
STS Lab Holdco (a subsidiary of Amazon.com Services LLC) | LDT: Amazon Real-Time RT-PCR Test for Detecting SARS-CoV-2* | SARS-CoV-2 RNA Reported Result | anterior nasal swab (697989009^Anterior nares swab^SCT) | Positive for SARS-CoV-2 RNA (260373001^Detected^SCT) Negative for SARS-CoV-2 RNA (260415000^Not Detected^SCT) Negative for SARS-CoV-2 RNA (895231008^Not Detected in Pooled Specimen^SCT) Invalid (455371000124106^Invalid result^SCT or 125154007^Specimen unsatisfactory for evaluation^SCT) | 94559-2 | SARS-CoV-2 (COVID-19) ORF1ab region [Presence] in Respiratory specimen by NAA with probe detection | 94559-2 | SARS-CoV-2 (COVID-19) ORF1ab region [Presence] in Respiratory specimen by NAA with probe detection | Testing is limited to laboratories designated by STS Lab Holdco (a subsidiary of Amazon.com Services LLC) that are certified under the Clinical Laboratory Improvement Amendments of 1988 (CLIA), 42 U.S.C. §263a, and meet requirements to perform high complexity tests. |  |  | Amazon Real-Time RT-PCR Test for Detecting SARS-CoV-2_STS Lab Holdco (a subsidiary of Amazon.com Services LLC) | EUA | 10190302015592 | DII | SARS coronavirus 2 ORF1ab region | PrThr | Pt | Respiratory | Ord | Probe.amp.tar | 20210331 | 2.69
STS Lab Holdco (a subsidiary of Amazon.com Services LLC) | LDT: Amazon Real-Time RT-PCR DTC Test for Detecting SARS-CoV-2* | SARS-CoV-2 RNA Reported Result | anterior nasal swab (697989009^Anterior nares swab^SCT) | SARS-CoV-2 Positive (260373001^Detected^SCT) SARS-CoV-2 Negative (Pooled Samples) (895231008^Not Detected in Pooled Specimen^SCT) SARS-CoV-2 Negative (Individual Samples) (260415000^Not Detected^SCT) Lab could not process – Delayed return (125154007^Specimen unsatisfactory for evaluation^SCT) Lab could not process – Sample collection Issue (125154007^Specimen unsatisfactory for evaluation^SCT) Lab could not process - Other (455371000124106^Invalid result^SCT or 125154007^Specimen unsatisfactory for evaluation^SCT) | 94559-2 | SARS-CoV-2 (COVID-19) ORF1ab region [Presence] in Respiratory specimen by NAA with probe detection | 94559-2 | SARS-CoV-2 (COVID-19) ORF1ab region [Presence] in Respiratory specimen by NAA with probe detection | The Amazon DTC Test will be performed at laboratories designated by Amazon that are certified under the Clinical Laboratory Improvement Amendments of 1988 (CLIA), 42 U.S.C. §263a, and meet requirements to perform high complexity tests. |  |  | Amazon Real-Time RT-PCR DTC Test for Detecting SARS-CoV-2_STS Lab Holdco (a subsidiary of Amazon.com Services LLC) | EUA | 10190302000222 | DII | SARS coronavirus 2 ORF1ab region | PrThr | Pt | Respiratory | Ord | Probe.amp.tar | 20210616 | 2.69
STS Lab Holdco (a subsidiary of Amazon.com Services LLC) | LDT: Amazon Real-Time RT-PCR DTC Test for Detecting SARS-CoV-2* | SARS-CoV-2 RNA Reported Result | anterior nasal swab (697989009^Anterior nares swab^SCT) | SARS-CoV-2 Positive (260373001^Detected^SCT) SARS-CoV-2 Negative (Pooled Samples) (895231008^Not Detected in Pooled Specimen^SCT) SARS-CoV-2 Negative (Individual Samples) (260415000^Not Detected^SCT) Lab could not process – Delayed return (125154007^Specimen unsatisfactory for evaluation^SCT) Lab could not process – Sample collection Issue (125154007^Specimen unsatisfactory for evaluation^SCT) Lab could not process - Other (455371000124106^Invalid result^SCT or 125154007^Specimen unsatisfactory for evaluation^SCT) | 94559-2 | SARS-CoV-2 (COVID-19) ORF1ab region [Presence] in Respiratory specimen by NAA with probe detection | 94559-2 | SARS-CoV-2 (COVID-19) ORF1ab region [Presence] in Respiratory specimen by NAA with probe detection | The Amazon DTC Test will be performed at laboratories designated by Amazon that are certified under the Clinical Laboratory Improvement Amendments of 1988 (CLIA), 42 U.S.C. §263a, and meet requirements to perform high complexity tests. |  |  | Amazon Real-Time RT-PCR DTC Test for Detecting SARS-CoV-2_STS Lab Holdco (a subsidiary of Amazon.com Services LLC) | EUA | 10190302015592 | DII | SARS coronavirus 2 ORF1ab region | PrThr | Pt | Respiratory | Ord | Probe.amp.tar | 20210616 | 2.69
Sugentech, Inc. | SGTi-flex COVID-19 IgG* | IgG antibodies to SARS-CoV-2 | serum (119364003^Serum specimen^SCT) venous whole blood (122555007^Venous blood specimen^SCT) plasma (119361006^Plasma specimen^SCT) | Positive (10828004^Positive^SCT) Negative (260385009^Negative^SCT) Invalid (455371000124106^Invalid result^SCT or 125154007^Specimen unsatisfactory for evaluation^SCT) | 94507-1 | SARS-CoV-2 (COVID-19) IgG Ab [Presence] in Serum, Plasma or Blood by Rapid immunoassay | 94507-1 | SARS-CoV-2 (COVID-19) IgG Ab [Presence] in Serum, Plasma or Blood by Rapid immunoassay | This test is also distributed under the brand name: • TekiTrust COVID-19 IgG |  |  | SGTi-flex COVID-19 IgG_Sugentech, Inc. | EUA | No Equipment | NA | SARS coronavirus 2 Ab.IgG | PrThr | Pt | Ser/Plas/Bld | Ord | IA.rapid | 20200916 | 2.68
Symbiotica, Inc. | LDT: COVID-19 Self-Collected Antibody Test System* | IgG antibodies to SARSCoV-2 | fingerstick blood dried blood spot (DBS) (440500007^Dried blood spot specimen^SCT) | negative (260385009^Negative^SCT) positive (10828004^Positive^SCT) indeterminate (82334004^Indeterminate^SCT) | 94761-4 | SARS-CoV-2 (COVID-19) IgG Ab [Presence] in DBS by Immunoassay | 94761-4 | SARS-CoV-2 (COVID-19) IgG Ab [Presence] in DBS by Immunoassay | Testing is limited to Symbiotica, Inc., located at 1350 Burton Drive, Ste 210 Vacaville, CA 95687, which is certified under Clinical Laboratory Improvement Amendments of 1988 (CLIA), 42 U.S.C. §263a, and meets requirements to perform high-complexity tests. |  |  | COVID-19 Self-Collected Antibody Test System_Symbiotica, Inc. | EUA | a microplate reader_NA | MNI | SARS coronavirus 2 Ab.IgG | PrThr | Pt | Bld.dot | Ord | IA | 20210407 | 2.69
Synergy Diagnostic Laboratory, Inc., DBA SynergyDx | LDT: SynergyDx SARS-CoV-2 RNA Test DTC* | SARS-CoV-2 RNA Result | anterior nasal swab (697989009^Anterior nares swab^SCT) | NA (455371000124106^Invalid result^SCT or 125154007^Specimen unsatisfactory for evaluation^SCT) SARS-CoV-2 Not Detected (260415000^Not Detected^SCT) SARS-CoV-2 Detected (260373001^Detected^SCT) | 95406-5 | SARS-CoV-2 (COVID-19) RNA [Presence] in Nose by NAA with probe detection | 94531-1 | SARS-CoV-2 (COVID-19) RNA panel - Respiratory specimen by NAA with probe detection | Testing of self-collected anterior nasal swab specimens is limited to laboratories designated by Synergy Diagnostic Laboratory, Inc., which are certified under the Clinical Laboratory Improvement Amendments of 1988 (CLIA), 42 U.S.C.§263, and meet the requirements to perform high-complexity tests. |  |  | SynergyDx SARS-CoV-2 RNA Test DTC_Synergy Diagnostic Laboratory, Inc., DBA SynergyDx | EUA | ABI 7500 Real-Time PCR_Thermo Fisher | MNI | SARS coronavirus 2 RNA | PrThr | Pt | Nose | Ord | Probe.amp.tar | 20210421 | 2.69
Synergy Diagnostic Laboratory, Inc., DBA SynergyDx | LDT: SynergyDx SARS-CoV-2 RNA Test* | SARS-CoV-2 RNA Result | anterior nasal swab (697989009^Anterior nares swab^SCT) | NA (455371000124106^Invalid result^SCT or 125154007^Specimen unsatisfactory for evaluation^SCT) SARS-CoV-2 Not Detected (260415000^Not Detected^SCT) SARS-CoV-2 Detected (260373001^Detected^SCT) | 95406-5 | SARS-CoV-2 (COVID-19) RNA [Presence] in Nose by NAA with probe detection | 94531-1 | SARS-CoV-2 (COVID-19) RNA panel - Respiratory specimen by NAA with probe detection | Testing is limited to laboratories designated by Synergy Diagnostic Laboratory, Inc., which are certified under the Clinical Laboratory Improvement Amendments of 1988 (CLIA), 42 U.S.C.§263, and meet the requirements to perform high-complexity tests. |  |  | SynergyDx SARS-CoV-2 RNA Test_Synergy Diagnostic Laboratory, Inc., DBA SynergyDx | EUA | ABI 7500 Real-Time PCR_Thermo Fisher | MNI | SARS coronavirus 2 RNA | PrThr | Pt | Nose | Ord | Probe.amp.tar | 20210421 | 2.69
T2 Biosystems, Inc. | T2SARS-CoV-2 Panel* | SARS-CoV-2 Result Interpretation | nasal swab (445297001^Swab of internal nose^SCT) mid-turbinate swab (1293160008^Swab from middle region of inferior nasal meatus^SCT) nasopharyngeal swab (258500001^Nasopharyngeal swab^SCT) oropharyngeal swab (258529004^Throat swab^SCT) bronchoalveolar lavage specimen (258607008^Bronchoalveolar lavage fluid sample^SCT) | SARS-CoV-2 detected (260373001^Detected^SCT) SARS-CoV-2 NOT detected (260415000^Not Detected^SCT) Target results are invalid. The Internal Control is invalid (455371000124106^Invalid result^SCT or 125154007^Specimen unsatisfactory for evaluation^SCT) | 94500-6 | SARS-CoV-2 (COVID-19) RNA [Presence] in Respiratory specimen by NAA with probe detection | 94500-6 | SARS-CoV-2 (COVID-19) RNA [Presence] in Respiratory specimen by NAA with probe detection |  |  |  | T2SARS-CoV-2 Panel_T2 Biosystems, Inc. | EUA | T2Dx Instrument_T2 Biosystems | MNI | SARS coronavirus 2 RNA | PrThr | Pt | Respiratory | Ord | Probe.amp.tar | 20200909 | 2.68
Talis Biomedical Corporation | Talis One COVID-19 Test System | SARS-CoV-2 RNA Result Interpretation | nasal mid-turbinate swab (1293160008^Swab from middle region of inferior nasal meatus^SCT) | SARS-CoV-2 was not detected (260415000^Not Detected^SCT) SARS-CoV-2 was detected (260373001^Detected^SCT) Invalid result (455371000124106^Invalid result^SCT or 125154007^Specimen unsatisfactory for evaluation^SCT) | 95406-5 | SARS-CoV-2 (COVID-19) RNA [Presence] in Nose by NAA with probe detection | 95406-5 | SARS-CoV-2 (COVID-19) RNA [Presence] in Nose by NAA with probe detection |  |  |  | Talis One COVID-19 Test System_Talis Biomedical Corporation | EUA | Talis One instrument_Talis Biomedical | MNI | SARS coronavirus 2 RNA | PrThr | Pt | Nose | Ord | Probe.amp.tar | 20211117 | 2.69
Tangen Biosciences, Inc. | TangenDx SARS-CoV-2 Molecular Test | SARS-CoV-2 Results Interpretation | anterior nasal swabs (697989009^Anterior nares swab^SCT) mid-turbinate nasal swabs (1293160008 ^Swab from middle region of inferior nasal meatus ^SCT) nasopharyngeal (NP) swabs (258500001^Nasopharyngeal swab^SCT) | SARS-CoV-2 Positive (260373001^Detected^SCT) SARS-CoV-2 Negative (260415000^Not detected^SCT) SARS-CoV-2 Invalid (455371000124106^Invalid result^SCT or 125154007^Specimen unsatisfactory for evaluation^SCT) | 94533-7 | SARS-CoV-2 (COVID-19) N gene [Presence] in Respiratory system specimen by NAA with probe detection | 94531-1 | SARS-CoV-2 (COVID-19) RNA panel - Respiratory system specimen by NAA with probe detection |  |  |  | TangenDx SARS-CoV-2 Molecular Test_Tangen Biosciences, Inc. | EUA | Tangen GeneSpark instrument_Tangen Biosciences | MNI | SARS coronavirus 2 N gene | PrThr | Pt | Respiratory System Specimen | Ord | Probe.amp.tar | 20231004 | 2.76
TBG Biotechnology | ExProbeTM SARS-CoV-2 Testing Kit* | SARS-CoV-2 Result Interpretation | nasal aspirate (429931000124105^Nasal aspirate specimen^SCT) nasopharyngeal aspirate/wash (258411007^Nasopharyngeal aspirate^SCT or 258467004^Nasopharyngeal washings^SCT) anterior nasal swabs (697989009^Anterior nares swab^SCT) mid-turbinate nasal swabs (1293160008^Swab from middle region of inferior nasal meatus^SCT) nasopharyngeal swabs (258500001^Nasopharyngeal swab^SCT) oropharyngeal swabs (258529004^Throat swab^SCT) bronchoalveolar lavage (BAL) (258607008^Bronchoalveolar lavage fluid sample^SCT) | SARS-CoV-2 Positive (260373001^Detected^SCT) Presumptive Positive (720735008^Presumptive positive^SCT) SARS-CoV-2 Negative (260415000^Not detected^SCT) Invalid (455371000124106^Invalid result^SCT or 125154007^Specimen unsatisfactory for evaluation^SCT) | 94500-6 | SARS-CoV-2 (COVID19) RNA [Presence] in Respiratory specimen by NAA with probe detection | 94531-1 | SARS-CoV-2 (COVID19) RNA panel - Respiratory specimen by NAA with probe detection |  |  |  | ExProbe SARS-CoV-2 Testing Kit_TBG Biotechnology Corp. | EUA | ABI 7500 Real-Time PCR_Thermo Fisher | MNI | SARS coronavirus 2 RNA | PrThr | Pt | Respiratory | Ord | Probe.amp.tar | 20200617 | 2.68
TBG Biotechnology | TBG SARS-CoV-2 IgG / IgM Rapid Test Kit* | SARS-CoV-2 IgG | serum (119364003^Serum specimen^SCT) plasma (119361006^Plasma specimen^SCT) | Non-Reactive (260385009^Negative^SCT) Reactive (10828004^Positive^SCT) Invalid (455371000124106^Invalid result^SCT or 125154007^Specimen unsatisfactory for evaluation^SCT) | 94507-1 | SARS-CoV-2 (COVID-19) IgG Ab [Presence] in Serum, Plasma or Blood by Rapid immunoassay | 94503-0 | SARS-CoV-2 (COVID-19) Ab panel - Serum, Plasma or Blood by Rapid immunoassay | Expect to be reported together with the Rapid IA result for IgM. |  |  | TBG SARS-CoV-2 IgG / IgM Rapid Test Kit_TBG Biotechnology Corp. | EUA | No Equipment | NA | SARS coronavirus 2 Ab.IgG | PrThr | Pt | Ser/Plas/Bld | Ord | IA.rapid | 20200909 | 2.68
TBG Biotechnology | TBG SARS-CoV-2 IgG / IgM Rapid Test Kit* | SARS-CoV-2 IgM | serum (119364003^Serum specimen^SCT) plasma (119361006^Plasma specimen^SCT) | Non-Reactive (260385009^Negative^SCT) Reactive (10828004^Positive^SCT) Invalid (455371000124106^Invalid result^SCT or 125154007^Specimen unsatisfactory for evaluation^SCT) | 94508-9 | SARS-CoV-2 (COVID-19) IgM Ab [Presence] in Serum, Plasma or Blood by Rapid immunoassay | 94503-0 | SARS-CoV-2 (COVID-19) Ab panel - Serum, Plasma or Blood by Rapid immunoassay | Expect to be reported together with the Rapid IA result for IgG. |  |  | TBG SARS-CoV-2 IgG / IgM Rapid Test Kit_TBG Biotechnology Corp. | EUA | No Equipment | NA | SARS coronavirus 2 Ab.IgM | PrThr | Pt | Ser/Plas/Bld | Ord | IA.rapid | 20200909 | 2.68
Tempus Labs, Inc. | LDT: iC SARS-CoV2 Test* | SARS-CoV-2 Result | nasopharyngeal (NP) swab (258500001^Nasopharyngeal swab^SCT) anterior nares (AN or nasal) swab (697989009^Anterior nares swab^SCT) midturbinate nasal swab (1293160008^Swab from middle region of inferior nasal meatus^SCT) oropharyngeal (OP) swab (258529004^Throat swab^SCT) | N/A (455371000124106^Invalid result^SCT or 125154007^Specimen unsatisfactory for evaluation^SCT) SARS-CoV-2 Not Detected (260415000^Not Detected^SCT) SARS-CoV-2 Inconclusive (419984006^Inconclusive^SCT) SARS-CoV-2 Detected (260373001^Detected^SCT) | 94500-6 | SARS-CoV-2 (COVID-19) RNA [Presence] in Respiratory specimen by NAA with probe detection | 94531-1 | SARS-CoV-2 (COVID-19) RNA panel - Respiratory specimen by NAA with probe detection | Testing is limited to Tempus Labs, Inc.'s laboratories located at 600 W Chicago Ave, Ste 510, Chicago, IL 60654 and 3155 Northwoods Place, Peachtree Corners, GA 30071 |  |  | iC SARS-CoV2 Test_Tempus Labs, Inc. | EUA | ABI QuantStudio 7 Flex_Thermo Fisher | MNI | SARS coronavirus 2 RNA | PrThr | Pt | Respiratory | Ord | Probe.amp.tar | 20201005 | 2.68
Tetracore, Inc. | EZ-SARS-CoV-2 Real-Time RT-PCR | SARS-CoV-2 | mid-turbinate nasal swab (1293160008^Swab from middle region of inferior nasal meatus^SCT) | SARS-CoV-2 Detected (260373001^Detected^SCT) SARS-CoV-2 Not Detected (260415000^Not detected^SCT) Invalid (455371000124106^Invalid result^SCT or 125154007^Specimen unsatisfactory for evaluation^SCT) | 94533-7 | SARS-CoV-2 (COVID-19) N gene [Presence] in Respiratory specimen by NAA with probe detection | 94533-7 | SARS-CoV-2 (COVID-19) N gene [Presence] in Respiratory specimen by NAA with probe detection |  |  |  | EZ-SARS-CoV-2 Real-Time RT-PCR_Tetracore, Inc. | EUA | ABI 7500 FAST Real-Time PCR_Thermo Fisher | MNI | SARS coronavirus 2 N gene | PrThr | Pt | Respiratory System Specimen | Ord | Probe.amp.tar | 20240321 | 2.77
Tetracore, Inc. | EZ-SARS-CoV-2 Real-Time RT-PCR | SARS-CoV-2 | mid-turbinate nasal swab (1293160008^Swab from middle region of inferior nasal meatus^SCT) | SARS-CoV-2 Detected (260373001^Detected^SCT) SARS-CoV-2 Not Detected (260415000^Not detected^SCT) Invalid (455371000124106^Invalid result^SCT or 125154007^Specimen unsatisfactory for evaluation^SCT) | 94533-7 | SARS-CoV-2 (COVID-19) N gene [Presence] in Respiratory specimen by NAA with probe detection | 94533-7 | SARS-CoV-2 (COVID-19) N gene [Presence] in Respiratory specimen by NAA with probe detection |  |  |  | EZ-SARS-CoV-2 Real-Time RT-PCR_Tetracore, Inc. | EUA | Tetracore, Inc. T-COR8 Real-Time PCR Thermocycler_Tetracore,Inc. | MNI | SARS coronavirus 2 N gene | PrThr | Pt | Respiratory System Specimen | Ord | Probe.amp.tar | 20240321 | 2.77
Texas Department of State Health Services, Laboratory Services Section | LDT: Texas Department of State Health Services (DSHS) SARS-CoV-2 Assay* | SARS-CoV-2 Result Interpretation | nasopharyngeal swabs (258500001^Nasopharyngeal swab^SCT) oropharyngeal (throat) swabs (258529004^Throat swab^SCT) anterior nasal swabs (697989009^Anterior nares swab^SCT) mid-turbinate nasal swabs (1293160008^Swab from middle region of inferior nasal meatus^SCT) nasal aspirates (429931000124105^Nasal aspirate specimen^SCT) nasal washes (445297001^Swab of internal nose^SCT) bronchoalveolar lavage (BAL) fluid (258607008^Bronchoalveolar lavage fluid sample^SCT) | SARS-CoV-2 not detected (260415000^Not Detected^SCT) SARS-CoV-2 detected (260373001^Detected^SCT) Invalid (455371000124106^Invalid result^SCT or 125154007^Specimen unsatisfactory for evaluation^SCT) | 94500-6 | SARS-CoV-2 (COVID-19) RNA [Presence] in Respiratory specimen by NAA with probe detection | 94531-1 | SARS-CoV-2 (COVID-19) RNA panel - Respiratory specimen by NAA with probe detection | Testing is limited to the Texas Department of State Health Services, Laboratory Services Section located at 1100 W. 49 Street, Austin, TX 78756, which certified under Clinical Laboratory Improvement Amendments of 1988 (CLIA), 42 U.S.C. §263a, and meets requirements to perform high-complexity tests. |  |  | Texas Department of State Health Services (DSHS) SARS-CoV-2 Assay_Texas Department of State Health Services, Laboratory Services Section | EUA | 10190302000222 | DII | SARS coronavirus 2 N gene | PrThr | Pt | Respiratory | Ord | Probe.amp.tar | 20200902 | 2.68
The HFI Laboratory at Boston University (dba the BU Clinical Testing Laboratory) | LDT: BU SARS-CoV-2 Test | SARS-CoV-2019 Report | anterior nasal swabs (697989009^Anterior nares swab^SCT) | Positive (260373001^Detected^SCT) Negative (260415000^Not detected^SCT) Invalid - Recollect (455371000124106^Invalid result^SCT or 125154007^Specimen unsatisfactory for evaluation^SCT) | 95409-9 | SARS-CoV-2 (COVID-19) N gene [Presence] in Nose by NAA with probe detection | 94531-1 | SARS-CoV-2 (COVID-19) RNA panel - Respiratory specimen by NAA with probe detection | This test will be performed at the HFI Laboratory at Boston University (dba the BU Clinical Testing Laboratory) located at 610 Commonwealth Avenue, Boston, MA 02215. |  |  | BU SARS-CoV-2 Test_HFI Laboratory at Boston University (dba the BU Clinical Testing Laboratory) | EUA | ABI QuantStudio 7 Flex_Thermo Fisher | MNI | SARS coronavirus 2 N gene | PrThr | Pt | Nose | Ord | Probe.amp.tar | 20230215 | 2.69
The Mount Sinai Hospital, Center for Clinical Laboratories | LDT: Mount Sinai SARS-CoV-2 Assay* | SARS-CoV-2 Result Interpretation | saliva specimens (258560004^Oral saliva sample^SCT) | SARS-CoV-2 not detected (260415000^Not Detected^SCT) SARS-CoV-2 detected (260373001^Detected^SCT) Invalid result, specimen needs to be re-tested from re-extraction or re-collected from patient for test (455371000124106^Invalid result^SCT or 125154007^Specimen unsatisfactory for evaluation^SCT) | 94845-5 | SARS-CoV-2 (COVID-19) RNA [Presence] in Saliva (oral fluid) by NAA with probe detection | 95826-4 | SARS-CoV-2 (COVID-19) RNA panel - Saliva (oral fluid) by NAA with probe detection | Testing is limited to Mount Sinai COVID Laboratory, located at 281 First Avenue, 12th Floor Dazian Building, Room 1201, New York, NY 10003 |  |  | Mount Sinai SARS-CoV-2 Assay_The Mount Sinai Hospital, Center for Clinical Laboratories | EUA | 10190302015592 | DII | SARS coronavirus 2 RNA | PrThr | Pt | Saliva | Ord | Probe.amp.tar | 20210901 | 2.69
Thermo Fisher | TaqPath COVID-19 Combo Kit | SARS-CoV-2 Result | nasopharyngeal swab (258500001^Nasopharyngeal swab^SCT) oropharyngeal swab (258529004^Throat swab^SCT) nasal swab (445297001^Swab of internal nose^SCT) mid-turbinate swab (1293160008^Swab from middle region of inferior nasal meatus^SCT) nasopharyngeal aspirate (258411007^Nasopharyngeal aspirate^SCT) bronchoalveolar lavage (BAL) specimens (258607008^Bronchoalveolar lavage fluid sample^SCT) | Positive SARS-COV-2 (260373001^Detected^SCT) SARS-CoV-2 Not Detected (260415000^Not detected^SCT) SARS-CoV-2 Inconclusive (419984006^Inconclusive^SCT) NA (455371000124106^Invalid result^SCT or 125154007^Specimen unsatisfactory for evaluation^SCT) | 94500-6 | SARS coronavirus 2 RNA [Presence] in Respiratory specimen by NAA with probe detection | 94531-1 | SARS Coronavirus 2 RNA panel - Respiratory specimen by NAA with probe detection |  |  |  | TaqPath COVID-19 Combo Kit_Thermo Fisher Scientific, Inc. | EUA | ABI 7500 FAST Real-Time PCR_Thermo Fisher | MNI | SARS coronavirus 2 RNA | PrThr | Pt | Respiratory | Ord | Probe.amp.tar | 20201028 | 2.68
Thermo Fisher | TaqPath COVID-19 Combo Kit | SARS-CoV-2 Result | nasopharyngeal swab (258500001^Nasopharyngeal swab^SCT) oropharyngeal swab (258529004^Throat swab^SCT) nasal swab (445297001^Swab of internal nose^SCT) mid-turbinate swab (1293160008^Swab from middle region of inferior nasal meatus^SCT) nasopharyngeal aspirate (258411007^Nasopharyngeal aspirate^SCT) bronchoalveolar lavage (BAL) specimens (258607008^Bronchoalveolar lavage fluid sample^SCT) | Positive SARS-COV-2 (260373001^Detected^SCT) SARS-CoV-2 Not Detected (260415000^Not detected^SCT) SARS-CoV-2 Inconclusive (419984006^Inconclusive^SCT) NA (455371000124106^Invalid result^SCT or 125154007^Specimen unsatisfactory for evaluation^SCT) | 94500-6 | SARS coronavirus 2 RNA [Presence] in Respiratory specimen by NAA with probe detection | 94531-1 | SARS Coronavirus 2 RNA panel - Respiratory specimen by NAA with probe detection |  |  |  | TaqPath COVID-19 Combo Kit_Thermo Fisher Scientific, Inc. | EUA | ABI 7500 Real-Time PCR_Thermo Fisher | MNI | SARS coronavirus 2 RNA | PrThr | Pt | Respiratory | Ord | Probe.amp.tar | 20201028 | 2.68
Thermo Fisher | TaqPath COVID-19 Combo Kit | SARS-CoV-2 Result | nasopharyngeal swab (258500001^Nasopharyngeal swab^SCT) oropharyngeal swab (258529004^Throat swab^SCT) nasal swab (445297001^Swab of internal nose^SCT) mid-turbinate swab (1293160008^Swab from middle region of inferior nasal meatus^SCT) nasopharyngeal aspirate (258411007^Nasopharyngeal aspirate^SCT) bronchoalveolar lavage (BAL) specimens (258607008^Bronchoalveolar lavage fluid sample^SCT) | Positive SARS-COV-2 (260373001^Detected^SCT) SARS-CoV-2 Not Detected (260415000^Not detected^SCT) SARS-CoV-2 Inconclusive (419984006^Inconclusive^SCT) NA (455371000124106^Invalid result^SCT or 125154007^Specimen unsatisfactory for evaluation^SCT) | 94500-6 | SARS coronavirus 2 RNA [Presence] in Respiratory specimen by NAA with probe detection | 94531-1 | SARS Coronavirus 2 RNA panel - Respiratory specimen by NAA with probe detection |  |  |  | TaqPath COVID-19 Combo Kit_Thermo Fisher Scientific, Inc. | EUA | 10190302015592 | DII | SARS coronavirus 2 RNA | PrThr | Pt | Respiratory | Ord | Probe.amp.tar | 20201028 | 2.68
Thermo Fisher | TaqPath COVID-19 Combo Kit | SARS-CoV-2 Result | nasopharyngeal swab (258500001^Nasopharyngeal swab^SCT) oropharyngeal swab (258529004^Throat swab^SCT) nasal swab (445297001^Swab of internal nose^SCT) mid-turbinate swab (1293160008^Swab from middle region of inferior nasal meatus^SCT) nasopharyngeal aspirate (258411007^Nasopharyngeal aspirate^SCT) bronchoalveolar lavage (BAL) specimens (258607008^Bronchoalveolar lavage fluid sample^SCT) | Positive SARS-COV-2 (260373001^Detected^SCT) SARS-CoV-2 Not Detected (260415000^Not detected^SCT) SARS-CoV-2 Inconclusive (419984006^Inconclusive^SCT) NA (455371000124106^Invalid result^SCT or 125154007^Specimen unsatisfactory for evaluation^SCT) | 94500-6 | SARS coronavirus 2 RNA [Presence] in Respiratory specimen by NAA with probe detection | 94531-1 | SARS Coronavirus 2 RNA panel - Respiratory specimen by NAA with probe detection |  |  |  | TaqPath COVID-19 Combo Kit_Thermo Fisher Scientific, Inc. | EUA | ABI QuantStudio 7 Flex_Thermo Fisher | MNI | SARS coronavirus 2 RNA | PrThr | Pt | Respiratory | Ord | Probe.amp.tar | 20201028 | 2.68
Thermo Fisher | TaqPath COVID-19 Combo Kit | SARS-CoV-2 Result | nasopharyngeal swab (258500001^Nasopharyngeal swab^SCT) oropharyngeal swab (258529004^Throat swab^SCT) nasal swab (445297001^Swab of internal nose^SCT) mid-turbinate swab (1293160008^Swab from middle region of inferior nasal meatus^SCT) nasopharyngeal aspirate (258411007^Nasopharyngeal aspirate^SCT) bronchoalveolar lavage (BAL) specimens (258607008^Bronchoalveolar lavage fluid sample^SCT) | Positive SARS-COV-2 (260373001^Detected^SCT) SARS-CoV-2 Not Detected (260415000^Not detected^SCT) SARS-CoV-2 Inconclusive (419984006^Inconclusive^SCT) NA (455371000124106^Invalid result^SCT or 125154007^Specimen unsatisfactory for evaluation^SCT) | 94500-6 | SARS coronavirus 2 RNA [Presence] in Respiratory specimen by NAA with probe detection | 94531-1 | SARS Coronavirus 2 RNA panel - Respiratory specimen by NAA with probe detection |  |  |  | TaqPath COVID-19 Combo Kit_Thermo Fisher Scientific, Inc. | EUA | 10190302000222 | DII | SARS coronavirus 2 RNA | PrThr | Pt | Respiratory | Ord | Probe.amp.tar | 20201028 | 2.68
Thermo Fisher Scientific | Amplitude Solution with the TaqPath COVID-19 High-Throughput Combo Kit* | SARS-CoV-2 RNA Result | nasopharyngeal swab 258500001^Nasopharyngeal swab^SCT) anterior nasal swab (697989009^Anterior nares swab^SCT) | NA (455371000124106^Invalid result^SCT or 125154007^Specimen unsatisfactory for evaluation^SCT) SARS-CoV-2 Not Detected (260415000^Not Detected^SCT) SARS-CoV-2 Inconclusive (419984006^Inconclusive^SCT) Positive SARS-CoV-2 (260373001^Detected^SCT) | 94500-6 | SARS-CoV-2 (COVID-19) RNA [Presence] in Respiratory specimen by NAA with probe detection | 94531-1 | SARS-CoV-2 (COVID-19) RNA panel - Respiratory specimen by NAA with probe detection |  |  |  | Amplitude Solution with the TaqPath COVID-19 High-Throughput Combo Kit_Thermo Fisher Scientific | EUA | ABI QuantStudio 7 Flex_Thermo Fisher | MNI | SARS coronavirus 2 RNA | PrThr | Pt | Respiratory | Ord | Probe.amp.tar | 20210414 | 2.69
Thermo Fisher Scientific | OmniPATH COVID-19 Total Antibody ELISA Test* | SARS CoV-2 total antibodies Interpretation | serum (119364003^Serum specimen^SCT) | Negative (260385009^Negative^SCT) Positive (10828004^Positive^SCT) | 94762-2 | SARS-CoV-2 (COVID-19) Ab [Presence] in Serum or Plasma by Immunoassay | 94762-2 | SARS-CoV-2 (COVID-19) Ab [Presence] in Serum or Plasma by Immunoassay |  |  |  | OmniPATH COVID-19 Total Antibody ELISA Test_Thermo Fisher Scientific | EUA | Dynex Agility System_Dynex Technologies | MNI | SARS coronavirus 2 Ab | PrThr | Pt | Ser/Plas | Ord | IA | 20201021 | 2.68
Thermo Fisher Scientific | TaqPath COVID-19, FluA, FluB Combo Kit | SARS-CoV-2 Result Interpretation | nasopharyngeal swab (258500001^Nasopharyngeal swab^SCT) anterior nasal swab (697989009^Anterior nares swab^SCT) | Presence (260373001^Detected^SCT) Absence (260415000^Not Detected^SCT) Invalid (455371000124106^Invalid result^SCT or 125154007^Specimen unsatisfactory for evaluation^SCT) | 94500-6 | SARS-CoV-2 (COVID-19) RNA [Presence] in Respiratory specimen by NAA with probe detection | 95422-2 | Influenza virus A and B and SARS-CoV-2 (COVID-19) RNA panel - Respiratory specimen by NAA with probe detection |  |  |  | TaqPath COVID-19, FluA, FluB Combo Kit_Thermo Fisher Scientific | EUA | 10190302000222 | DII | SARS coronavirus 2 RNA | PrThr | Pt | Respiratory | Ord | Probe.amp.tar | 20210217 | 2.69
Thermo Fisher Scientific | TaqPath COVID-19, FluA, FluB Combo Kit | Flu A Result Interpretation | nasopharyngeal swab (258500001^Nasopharyngeal swab^SCT) anterior nasal swab (697989009^Anterior nares swab^SCT) | Presence (260373001^Detected^SCT) Absence (260415000^Not Detected^SCT) Invalid (455371000124106^Invalid result^SCT or 125154007^Specimen unsatisfactory for evaluation^SCT) | 92142-9 | Influenza virus A RNA [Presence] in Respiratory specimen by NAA with probe detection | 95422-2 | Influenza virus A and B and SARS-CoV-2 (COVID-19) RNA panel - Respiratory specimen by NAA with probe detection |  |  |  | TaqPath COVID-19, FluA, FluB Combo Kit_Thermo Fisher Scientific | EUA | 10190302000222 | DII | Influenza virus A RNA | PrThr | Pt | Respiratory | Ord | Probe.amp.tar | 20210217 | 2.69
Thermo Fisher Scientific | TaqPath COVID-19, FluA, FluB Combo Kit | Flu B Result Interpretation | nasopharyngeal swab (258500001^Nasopharyngeal swab^SCT) anterior nasal swab (697989009^Anterior nares swab^SCT) | Presence (260373001^Detected^SCT) Absence (260415000^Not Detected^SCT) Invalid (455371000124106^Invalid result^SCT or 125154007^Specimen unsatisfactory for evaluation^SCT) | 92141-1 | Influenza virus B RNA [Presence] in Respiratory specimen by NAA with probe detection | 95422-2 | Influenza virus A and B and SARS-CoV-2 (COVID-19) RNA panel - Respiratory specimen by NAA with probe detection |  |  |  | TaqPath COVID-19, FluA, FluB Combo Kit_Thermo Fisher Scientific | EUA | 10190302000222 | DII | Influenza virus B RNA | PrThr | Pt | Respiratory | Ord | Probe.amp.tar | 20210217 | 2.69
Thermo Fisher Scientific | TaqPath COVID-19, FluA, FluB Combo Kit | SARS-CoV-2 Result Interpretation | nasopharyngeal swab (258500001^Nasopharyngeal swab^SCT) anterior nasal swab (697989009^Anterior nares swab^SCT) | Presence (260373001^Detected^SCT) Absence (260415000^Not Detected^SCT) Invalid (455371000124106^Invalid result^SCT or 125154007^Specimen unsatisfactory for evaluation^SCT) | 94500-6 | SARS-CoV-2 (COVID-19) RNA [Presence] in Respiratory specimen by NAA with probe detection | 95422-2 | Influenza virus A and B and SARS-CoV-2 (COVID-19) RNA panel - Respiratory specimen by NAA with probe detection |  |  |  | TaqPath COVID-19, FluA, FluB Combo Kit_Thermo Fisher Scientific | EUA | 10190302015592 | DII | SARS coronavirus 2 RNA | PrThr | Pt | Respiratory | Ord | Probe.amp.tar | 20210217 | 2.69
Thermo Fisher Scientific | TaqPath COVID-19, FluA, FluB Combo Kit | Flu A Result Interpretation | nasopharyngeal swab (258500001^Nasopharyngeal swab^SCT) anterior nasal swab (697989009^Anterior nares swab^SCT) | Presence (260373001^Detected^SCT) Absence (260415000^Not Detected^SCT) Invalid (455371000124106^Invalid result^SCT or 125154007^Specimen unsatisfactory for evaluation^SCT) | 92142-9 | Influenza virus A RNA [Presence] in Respiratory specimen by NAA with probe detection | 95422-2 | Influenza virus A and B and SARS-CoV-2 (COVID-19) RNA panel - Respiratory specimen by NAA with probe detection |  |  |  | TaqPath COVID-19, FluA, FluB Combo Kit_Thermo Fisher Scientific | EUA | 10190302015592 | DII | Influenza virus A RNA | PrThr | Pt | Respiratory | Ord | Probe.amp.tar | 20210217 | 2.69
Thermo Fisher Scientific | TaqPath COVID-19, FluA, FluB Combo Kit | Flu B Result Interpretation | nasopharyngeal swab (258500001^Nasopharyngeal swab^SCT) anterior nasal swab (697989009^Anterior nares swab^SCT) | Presence (260373001^Detected^SCT) Absence (260415000^Not Detected^SCT) Invalid (455371000124106^Invalid result^SCT or 125154007^Specimen unsatisfactory for evaluation^SCT) | 92141-1 | Influenza virus B RNA [Presence] in Respiratory specimen by NAA with probe detection | 95422-2 | Influenza virus A and B and SARS-CoV-2 (COVID-19) RNA panel - Respiratory specimen by NAA with probe detection |  |  |  | TaqPath COVID-19, FluA, FluB Combo Kit_Thermo Fisher Scientific | EUA | 10190302015592 | DII | Influenza virus B RNA | PrThr | Pt | Respiratory | Ord | Probe.amp.tar | 20210217 | 2.69
Thermo Fisher Scientific Inc. | TaqPath COVID-19 RNase P Combo Kit 2.0* | SARS-CoV-2 RNA Assessment | nasopharyngeal swabs (258500001^Nasopharyngeal swab^SCT) anterior nasal swabs (697989009^Anterior nares swab^SCT) mid-turbinate nasal swabs (1293160008^Swab from middle region of inferior nasal meatus^SCT) | SARS-CoV-2 Detected (260373001^Detected^SCT) SARS-CoV-2 Not Detected (260415000^Not Detected^SCT) SARS-CoV-2 Inconclusive (419984006^Inconclusive^SCT) Invalid (455371000124106^Invalid result^SCT or 125154007^Specimen unsatisfactory for evaluation^SCT) | 94500-6 | SARS-CoV-2 (COVID-19) RNA [Presence] in Respiratory specimen by NAA with probe detection | 94531-1 | SARS-CoV-2 (COVID-19) RNA panel - Respiratory specimen by NAA with probe detection |  |  |  | TaqPath COVID-19 RNase P Combo Kit 2.0_Thermo Fisher Scientific Inc. | EUA | 10190302015592 | DII | SARS coronavirus 2 RNA | PrThr | Pt | Respiratory | Ord | Probe.amp.tar | 20210721 | 2.69
Thermo Fisher Scientific Inc. | TaqPath COVID-19 RNase P Combo Kit 2.0* | SARS-CoV-2 RNA Assessment | nasopharyngeal swabs (258500001^Nasopharyngeal swab^SCT) anterior nasal swabs (697989009^Anterior nares swab^SCT) mid-turbinate nasal swabs (1293160008^Swab from middle region of inferior nasal meatus^SCT) | SARS-CoV-2 Detected (260373001^Detected^SCT) SARS-CoV-2 Not Detected (260415000^Not Detected^SCT) SARS-CoV-2 Inconclusive (419984006^Inconclusive^SCT) Invalid (455371000124106^Invalid result^SCT or 125154007^Specimen unsatisfactory for evaluation^SCT) | 94500-6 | SARS-CoV-2 (COVID-19) RNA [Presence] in Respiratory specimen by NAA with probe detection | 94531-1 | SARS-CoV-2 (COVID-19) RNA panel - Respiratory specimen by NAA with probe detection |  |  |  | TaqPath COVID-19 RNase P Combo Kit 2.0_Thermo Fisher Scientific Inc. | EUA | ABI QuantStudio 7 Flex_Thermo Fisher | MNI | SARS coronavirus 2 RNA | PrThr | Pt | Respiratory | Ord | Probe.amp.tar | 20210721 | 2.69
Thermo Fisher Scientific Inc. | TaqPath COVID-19 Pooling Kit* | SARS-CoV-2 RNA Result | nasopharyngeal swabs (258500001^Nasopharyngeal swab^SCT) oropharyngeal swabs (258529004^Throat swab^SCT) anterior nasal swabs (697989009^Anterior nares swab^SCT) mid-turbinate nasal swabs (1293160008^Swab from middle region of inferior nasal meatus^SCT) combined NP/OP swab (433801000124107^Nasopharyngeal and oropharyngeal swab^SCT) | NA (455371000124106^Invalid result^SCT or 125154007^Specimen unsatisfactory for evaluation^SCT) SARS-CoV-2 Not Detected (260415000^Not Detected^SCT) SARS-CoV-2 Not Detected (895231008^Not Detected in Pooled Specimen^SCT) SARS-CoV-2 Inconclusive (419984006^Inconclusive^SCT) Positive SARS-CoV-2 (260373001^Detected^SCT) | 94500-6 | SARS-CoV-2 (COVID-19) RNA [Presence] in Respiratory specimen by NAA with probe detection | 94531-1 | SARS-CoV-2 (COVID-19) RNA panel - Respiratory specimen by NAA with probe detection |  |  |  | TaqPath COVID-19 Pooling Kit_Thermo Fisher Scientific Inc. | EUA | ABI QuantStudio 7 Flex_Thermo Fisher | MNI | SARS coronavirus 2 RNA | PrThr | Pt | Respiratory | Ord | Probe.amp.tar | 20210602 | 2.69
Tide Laboratories | DTPM COVID-19 RT-PCR Test* | SARS-CoV-2 Result Interpretation | nasopharyngeal swab (258500001^Nasopharyngeal swab^SCT) oropharyngeal swab (258529004^Throat swab^SCT) nasal swab (445297001^Swab of internal nose^SCT) mid-turbinate swab (1293160008^Swab from middle region of inferior nasal meatus^SCT) | SARS-CoV-2 Detected (260373001^Detected^SCT) SARS-CoV-2 Not Detected (260415000^Not Detected^SCT) Invalid Result (455371000124106^Invalid result^SCT or 125154007^Specimen unsatisfactory for evaluation^SCT) | 94533-7 | SARS-CoV-2 (COVID19) N gene [Presence] in Respiratory specimen by NAA with probe detection | 94531-1 | SARS Coronavirus 2 RNA panel - Respiratory specimen by NAA with probe detection |  |  |  | DTPM COVID-19 RT-PCR Test_Tide Laboratories, LLC | EUA | 10190302015592 | DII | SARS coronavirus 2 N gene | PrThr | Pt | Respiratory | Ord | Probe.amp.tar | 20200617 | 2.68
Trax Management Services Inc. | PhoenixDx 2019-CoV* | SARS-CoV-2 Result Interpretation | Nasal swab (445297001^Swab of internal nose^SCT) nasopharyngeal swab (258500001^Nasopharyngeal swab^SCT) oropharyngeal swab (258529004^Throat swab^SCT) nasopharyngeal/oropharyngeal swab:(433801000124107^Nasopharyngeal and oropharyngeal swab^SCT) bronchoalveolar lavage(258607008^Bronchoalveolar lavage fluid sample^SCT) | POSITIVE (260373001^Detected^SCT) PRESUMPTIVE POSITIVE (720735008^Presumptive positive^SCT) NEGATIVE (260415000^Not detected^SCT) INVALID (455371000124106^Invalid result^SCT or 125154007^Specimen unsatisfactory for evaluation^SCT) | 94500-6 | SARS coronavirus 2 RNA [Presence] in Respiratory specimen by NAA with probe detection | 94531-1 | SARS coronavirus 2 RNA panel - Respiratory specimen by NAA with probe detection |  |  |  | PhoenixDx 2019-CoV_Trax Management Services Inc. | EUA | CFX96 Real-Time PCR System_BioRad | MNI | SARS coronavirus 2 RNA | PrThr | Pt | Respiratory | Ord | Probe.amp.tar | 20220727 | 2.68
Trax Management Services Inc. | PhoenixDx 2019-CoV* | SARS-CoV-2 Result Interpretation | Nasal swab (445297001^Swab of internal nose^SCT) nasopharyngeal swab (258500001^Nasopharyngeal swab^SCT) oropharyngeal swab (258529004^Throat swab^SCT) nasopharyngeal/oropharyngeal swab:(433801000124107^Nasopharyngeal and oropharyngeal swab^SCT) bronchoalveolar lavage(258607008^Bronchoalveolar lavage fluid sample^SCT) | POSITIVE (260373001^Detected^SCT) PRESUMPTIVE POSITIVE (720735008^Presumptive positive^SCT) NEGATIVE (260415000^Not detected^SCT) INVALID (455371000124106^Invalid result^SCT or 125154007^Specimen unsatisfactory for evaluation^SCT) | 94500-6 | SARS coronavirus 2 RNA [Presence] in Respiratory specimen by NAA with probe detection | 94531-1 | SARS coronavirus 2 RNA panel - Respiratory specimen by NAA with probe detection |  |  |  | PhoenixDx 2019-CoV_Trax Management Services Inc. | EUA | ABI 7500 FAST Real-Time PCR_Thermo Fisher | MNI | SARS coronavirus 2 RNA | PrThr | Pt | Respiratory | Ord | Probe.amp.tar | 20220727 | 2.68
Trax Management Services Inc. | PhoenixDx 2019-CoV* | SARS-CoV-2 Result Interpretation | Nasal swab (445297001^Swab of internal nose^SCT) nasopharyngeal swab (258500001^Nasopharyngeal swab^SCT) oropharyngeal swab (258529004^Throat swab^SCT) nasopharyngeal/oropharyngeal swab:(433801000124107^Nasopharyngeal and oropharyngeal swab^SCT) bronchoalveolar lavage(258607008^Bronchoalveolar lavage fluid sample^SCT) | POSITIVE (260373001^Detected^SCT) PRESUMPTIVE POSITIVE (720735008^Presumptive positive^SCT) NEGATIVE (260415000^Not detected^SCT) INVALID (455371000124106^Invalid result^SCT or 125154007^Specimen unsatisfactory for evaluation^SCT) | 94500-6 | SARS coronavirus 2 RNA [Presence] in Respiratory specimen by NAA with probe detection | 94531-1 | SARS coronavirus 2 RNA panel - Respiratory specimen by NAA with probe detection |  |  |  | PhoenixDx 2019-CoV_Trax Management Services Inc. | EUA | Rotor-Gene Q_QIAGEN GmbH | MNI | SARS coronavirus 2 RNA | PrThr | Pt | Respiratory | Ord | Probe.amp.tar | 20220727 | 2.68
Trax Management Services Inc. | PhoenixDx SARS-CoV-2 Multiplex* | SARS-CoV-2 Result Interpretation | nasal swabs (445297001^Swab of internal nose^SCT) mid-turbinate swabs (1293160008^Swab from middle region of inferior nasal meatus^SCT) nasopharyngeal swabs (258500001^Nasopharyngeal swab^SCT) oropharyngeal swabs (258529004^Throat swab^SCT) bronchioalveolar lavage (BAL) specimens (258607008^Bronchoalveolar lavage fluid sample^SCT) tracheal aspirates (445447003^Specimen from trachea obtained by aspiration^SCT) sputum (119334006^Sputum specimen^SCT) | positive for SARS-CoV-2 (260373001^Detected^SCT) negative for SARS-CoV-2 (260415000^Not Detected^SCT) Sample result is invalid (455371000124106^Invalid result^SCT or 125154007^Specimen unsatisfactory for evaluation^SCT) | 94500-6 | SARS-CoV-2 (COVID-19) RNA [Presence] in Respiratory specimen by NAA with probe detection | 94500-6 | SARS-CoV-2 (COVID-19) RNA [Presence] in Respiratory specimen by NAA with probe detection |  |  |  | PhoenixDx SARS-CoV-2 Multiplex_Trax Management Services Inc. | EUA | Thermo Fisher QS1_Thermo Fisher | MNI | SARS coronavirus 2 RNA | PrThr | Pt | Respiratory | Ord | Probe.amp.tar | 20220727 | 2.68
Trax Management Services Inc. | PhoenixDx SARS-CoV-2 Multiplex* | SARS-CoV-2 Result Interpretation | nasal swabs (445297001^Swab of internal nose^SCT) mid-turbinate swabs (1293160008^Swab from middle region of inferior nasal meatus^SCT) nasopharyngeal swabs (258500001^Nasopharyngeal swab^SCT) oropharyngeal swabs (258529004^Throat swab^SCT) bronchioalveolar lavage (BAL) specimens (258607008^Bronchoalveolar lavage fluid sample^SCT) tracheal aspirates (445447003^Specimen from trachea obtained by aspiration^SCT) sputum (119334006^Sputum specimen^SCT) | positive for SARS-CoV-2 (260373001^Detected^SCT) negative for SARS-CoV-2 (260415000^Not Detected^SCT) Sample result is invalid (455371000124106^Invalid result^SCT or 125154007^Specimen unsatisfactory for evaluation^SCT) | 94500-6 | SARS-CoV-2 (COVID-19) RNA [Presence] in Respiratory specimen by NAA with probe detection | 94500-6 | SARS-CoV-2 (COVID-19) RNA [Presence] in Respiratory specimen by NAA with probe detection |  |  |  | PhoenixDx SARS-CoV-2 Multiplex_Trax Management Services Inc. | EUA | Rotor-Gene Q_QIAGEN GmbH | MNI | SARS coronavirus 2 RNA | PrThr | Pt | Respiratory | Ord | Probe.amp.tar | 20220727 | 2.68
Trax Management Services Inc. | PhoenixDx SARS-CoV-2 Multiplex* | SARS-CoV-2 Result Interpretation | nasal swabs (445297001^Swab of internal nose^SCT) mid-turbinate swabs (1293160008^Swab from middle region of inferior nasal meatus^SCT) nasopharyngeal swabs (258500001^Nasopharyngeal swab^SCT) oropharyngeal swabs (258529004^Throat swab^SCT) bronchioalveolar lavage (BAL) specimens (258607008^Bronchoalveolar lavage fluid sample^SCT) tracheal aspirates (445447003^Specimen from trachea obtained by aspiration^SCT) sputum (119334006^Sputum specimen^SCT) | positive for SARS-CoV-2 (260373001^Detected^SCT) negative for SARS-CoV-2 (260415000^Not Detected^SCT) Sample result is invalid (455371000124106^Invalid result^SCT or 125154007^Specimen unsatisfactory for evaluation^SCT) | 94500-6 | SARS-CoV-2 (COVID-19) RNA [Presence] in Respiratory specimen by NAA with probe detection | 94500-6 | SARS-CoV-2 (COVID-19) RNA [Presence] in Respiratory specimen by NAA with probe detection |  |  |  | PhoenixDx SARS-CoV-2 Multiplex_Trax Management Services Inc. | EUA | 10190302000222 | DII | SARS coronavirus 2 RNA | PrThr | Pt | Respiratory | Ord | Probe.amp.tar | 20220727 | 2.68
Trax Management Services Inc. | PhoenixDx SARS-CoV-2 Multiplex* | SARS-CoV-2 Result Interpretation | nasal swabs (445297001^Swab of internal nose^SCT) mid-turbinate swabs (1293160008^Swab from middle region of inferior nasal meatus^SCT) nasopharyngeal swabs (258500001^Nasopharyngeal swab^SCT) oropharyngeal swabs (258529004^Throat swab^SCT) bronchioalveolar lavage (BAL) specimens (258607008^Bronchoalveolar lavage fluid sample^SCT) tracheal aspirates (445447003^Specimen from trachea obtained by aspiration^SCT) sputum (119334006^Sputum specimen^SCT) | positive for SARS-CoV-2 (260373001^Detected^SCT) negative for SARS-CoV-2 (260415000^Not Detected^SCT) Sample result is invalid (455371000124106^Invalid result^SCT or 125154007^Specimen unsatisfactory for evaluation^SCT) | 94500-6 | SARS-CoV-2 (COVID-19) RNA [Presence] in Respiratory specimen by NAA with probe detection | 94500-6 | SARS-CoV-2 (COVID-19) RNA [Presence] in Respiratory specimen by NAA with probe detection |  |  |  | PhoenixDx SARS-CoV-2 Multiplex_Trax Management Services Inc. | EUA | DTPrime5_DNA Technologie | MNI | SARS coronavirus 2 RNA | PrThr | Pt | Respiratory | Ord | Probe.amp.tar | 20220727 | 2.68
Trax Management Services Inc. | PhoenixDx SARS-CoV-2 Multiplex* | SARS-CoV-2 Result Interpretation | nasal swabs (445297001^Swab of internal nose^SCT) mid-turbinate swabs (1293160008^Swab from middle region of inferior nasal meatus^SCT) nasopharyngeal swabs (258500001^Nasopharyngeal swab^SCT) oropharyngeal swabs (258529004^Throat swab^SCT) bronchioalveolar lavage (BAL) specimens (258607008^Bronchoalveolar lavage fluid sample^SCT) tracheal aspirates (445447003^Specimen from trachea obtained by aspiration^SCT) sputum (119334006^Sputum specimen^SCT) | positive for SARS-CoV-2 (260373001^Detected^SCT) negative for SARS-CoV-2 (260415000^Not Detected^SCT) Sample result is invalid (455371000124106^Invalid result^SCT or 125154007^Specimen unsatisfactory for evaluation^SCT) | 94500-6 | SARS-CoV-2 (COVID-19) RNA [Presence] in Respiratory specimen by NAA with probe detection | 94500-6 | SARS-CoV-2 (COVID-19) RNA [Presence] in Respiratory specimen by NAA with probe detection |  |  |  | PhoenixDx SARS-CoV-2 Multiplex_Trax Management Services Inc. | EUA | qTower3 G_Analytik Jena GmbH | MNI | SARS coronavirus 2 RNA | PrThr | Pt | Respiratory | Ord | Probe.amp.tar | 20220727 | 2.68
Trax Management Services Inc. | PhoenixDx SARS-CoV-2 Multiplex* | SARS-CoV-2 Result Interpretation | nasal swabs (445297001^Swab of internal nose^SCT) mid-turbinate swabs (1293160008^Swab from middle region of inferior nasal meatus^SCT) nasopharyngeal swabs (258500001^Nasopharyngeal swab^SCT) oropharyngeal swabs (258529004^Throat swab^SCT) bronchioalveolar lavage (BAL) specimens (258607008^Bronchoalveolar lavage fluid sample^SCT) tracheal aspirates (445447003^Specimen from trachea obtained by aspiration^SCT) sputum (119334006^Sputum specimen^SCT) | positive for SARS-CoV-2 (260373001^Detected^SCT) negative for SARS-CoV-2 (260415000^Not Detected^SCT) Sample result is invalid (455371000124106^Invalid result^SCT or 125154007^Specimen unsatisfactory for evaluation^SCT) | 94500-6 | SARS-CoV-2 (COVID-19) RNA [Presence] in Respiratory specimen by NAA with probe detection | 94500-6 | SARS-CoV-2 (COVID-19) RNA [Presence] in Respiratory specimen by NAA with probe detection |  |  |  | PhoenixDx SARS-CoV-2 Multiplex_Trax Management Services Inc. | EUA | CFX96 DX Real-Time PCR System_BioRad | MNI | SARS coronavirus 2 RNA | PrThr | Pt | Respiratory | Ord | Probe.amp.tar | 20220727 | 2.68
Trax Management Services Inc. | PhoenixDx SARS-CoV-2 Multiplex* | SARS-CoV-2 Result Interpretation | nasal swabs (445297001^Swab of internal nose^SCT) mid-turbinate swabs (1293160008^Swab from middle region of inferior nasal meatus^SCT) nasopharyngeal swabs (258500001^Nasopharyngeal swab^SCT) oropharyngeal swabs (258529004^Throat swab^SCT) bronchioalveolar lavage (BAL) specimens (258607008^Bronchoalveolar lavage fluid sample^SCT) tracheal aspirates (445447003^Specimen from trachea obtained by aspiration^SCT) sputum (119334006^Sputum specimen^SCT) | positive for SARS-CoV-2 (260373001^Detected^SCT) negative for SARS-CoV-2 (260415000^Not Detected^SCT) Sample result is invalid (455371000124106^Invalid result^SCT or 125154007^Specimen unsatisfactory for evaluation^SCT) | 94500-6 | SARS-CoV-2 (COVID-19) RNA [Presence] in Respiratory specimen by NAA with probe detection | 94500-6 | SARS-CoV-2 (COVID-19) RNA [Presence] in Respiratory specimen by NAA with probe detection |  |  |  | PhoenixDx SARS-CoV-2 Multiplex_Trax Management Services Inc. | EUA | CFX96 Real-Time PCR System_BioRad | MNI | SARS coronavirus 2 RNA | PrThr | Pt | Respiratory | Ord | Probe.amp.tar | 20220727 | 2.68
Trax Management Services Inc. | PhoenixDx SARS-CoV-2 Multiplex* | SARS-CoV-2 Result Interpretation | nasal swabs (445297001^Swab of internal nose^SCT) mid-turbinate swabs (1293160008^Swab from middle region of inferior nasal meatus^SCT) nasopharyngeal swabs (258500001^Nasopharyngeal swab^SCT) oropharyngeal swabs (258529004^Throat swab^SCT) bronchioalveolar lavage (BAL) specimens (258607008^Bronchoalveolar lavage fluid sample^SCT) tracheal aspirates (445447003^Specimen from trachea obtained by aspiration^SCT) sputum (119334006^Sputum specimen^SCT) | positive for SARS-CoV-2 (260373001^Detected^SCT) negative for SARS-CoV-2 (260415000^Not Detected^SCT) Sample result is invalid (455371000124106^Invalid result^SCT or 125154007^Specimen unsatisfactory for evaluation^SCT) | 94500-6 | SARS-CoV-2 (COVID-19) RNA [Presence] in Respiratory specimen by NAA with probe detection | 94500-6 | SARS-CoV-2 (COVID-19) RNA [Presence] in Respiratory specimen by NAA with probe detection |  |  |  | PhoenixDx SARS-CoV-2 Multiplex_Trax Management Services Inc. | EUA | CFX96 Touch Deep Well Real-Time PCR_BioRad | MNI | SARS coronavirus 2 RNA | PrThr | Pt | Respiratory | Ord | Probe.amp.tar | 20220727 | 2.68
Trax Management Services Inc. | PhoenixDx SARS-CoV-2 Multiplex* | SARS-CoV-2 Result Interpretation | nasal swabs (445297001^Swab of internal nose^SCT) mid-turbinate swabs (1293160008^Swab from middle region of inferior nasal meatus^SCT) nasopharyngeal swabs (258500001^Nasopharyngeal swab^SCT) oropharyngeal swabs (258529004^Throat swab^SCT) bronchioalveolar lavage (BAL) specimens (258607008^Bronchoalveolar lavage fluid sample^SCT) tracheal aspirates (445447003^Specimen from trachea obtained by aspiration^SCT) sputum (119334006^Sputum specimen^SCT) | positive for SARS-CoV-2 (260373001^Detected^SCT) negative for SARS-CoV-2 (260415000^Not Detected^SCT) Sample result is invalid (455371000124106^Invalid result^SCT or 125154007^Specimen unsatisfactory for evaluation^SCT) | 94500-6 | SARS-CoV-2 (COVID-19) RNA [Presence] in Respiratory specimen by NAA with probe detection | 94500-6 | SARS-CoV-2 (COVID-19) RNA [Presence] in Respiratory specimen by NAA with probe detection |  |  |  | PhoenixDx SARS-CoV-2 Multiplex_Trax Management Services Inc. | EUA | CFX96 Touch Real-Time PCR System_BioRad | MNI | SARS coronavirus 2 RNA | PrThr | Pt | Respiratory | Ord | Probe.amp.tar | 20220727 | 2.68
Trax Management Services Inc. | PhoenixDx SARS-CoV-2 Multiplex* | SARS-CoV-2 Result Interpretation | nasal swabs (445297001^Swab of internal nose^SCT) mid-turbinate swabs (1293160008^Swab from middle region of inferior nasal meatus^SCT) nasopharyngeal swabs (258500001^Nasopharyngeal swab^SCT) oropharyngeal swabs (258529004^Throat swab^SCT) bronchioalveolar lavage (BAL) specimens (258607008^Bronchoalveolar lavage fluid sample^SCT) tracheal aspirates (445447003^Specimen from trachea obtained by aspiration^SCT) sputum (119334006^Sputum specimen^SCT) | positive for SARS-CoV-2 (260373001^Detected^SCT) negative for SARS-CoV-2 (260415000^Not Detected^SCT) Sample result is invalid (455371000124106^Invalid result^SCT or 125154007^Specimen unsatisfactory for evaluation^SCT) | 94500-6 | SARS-CoV-2 (COVID-19) RNA [Presence] in Respiratory specimen by NAA with probe detection | 94500-6 | SARS-CoV-2 (COVID-19) RNA [Presence] in Respiratory specimen by NAA with probe detection |  |  |  | PhoenixDx SARS-CoV-2 Multiplex_Trax Management Services Inc. | EUA | ABI QuantStudio 3 Real-Time PCR_Thermo Fisher | MNI | SARS coronavirus 2 RNA | PrThr | Pt | Respiratory | Ord | Probe.amp.tar | 20220727 | 2.68
Trax Management Services Inc. | PhoenixDx SARS-CoV-2 Multiplex* | SARS-CoV-2 Result Interpretation | nasal swabs (445297001^Swab of internal nose^SCT) mid-turbinate swabs (1293160008^Swab from middle region of inferior nasal meatus^SCT) nasopharyngeal swabs (258500001^Nasopharyngeal swab^SCT) oropharyngeal swabs (258529004^Throat swab^SCT) bronchioalveolar lavage (BAL) specimens (258607008^Bronchoalveolar lavage fluid sample^SCT) tracheal aspirates (445447003^Specimen from trachea obtained by aspiration^SCT) sputum (119334006^Sputum specimen^SCT) | positive for SARS-CoV-2 (260373001^Detected^SCT) negative for SARS-CoV-2 (260415000^Not Detected^SCT) Sample result is invalid (455371000124106^Invalid result^SCT or 125154007^Specimen unsatisfactory for evaluation^SCT) | 94500-6 | SARS-CoV-2 (COVID-19) RNA [Presence] in Respiratory specimen by NAA with probe detection | 94500-6 | SARS-CoV-2 (COVID-19) RNA [Presence] in Respiratory specimen by NAA with probe detection |  |  |  | PhoenixDx SARS-CoV-2 Multiplex_Trax Management Services Inc. | EUA | ABI QuantStudio 5 Dx_Thermo Fisher | MNI | SARS coronavirus 2 RNA | PrThr | Pt | Respiratory | Ord | Probe.amp.tar | 20220727 | 2.68
Trax Management Services Inc. | PhoenixDx SARS-CoV-2 Multiplex* | SARS-CoV-2 Result Interpretation | nasal swabs (445297001^Swab of internal nose^SCT) mid-turbinate swabs (1293160008^Swab from middle region of inferior nasal meatus^SCT) nasopharyngeal swabs (258500001^Nasopharyngeal swab^SCT) oropharyngeal swabs (258529004^Throat swab^SCT) bronchioalveolar lavage (BAL) specimens (258607008^Bronchoalveolar lavage fluid sample^SCT) tracheal aspirates (445447003^Specimen from trachea obtained by aspiration^SCT) sputum (119334006^Sputum specimen^SCT) | positive for SARS-CoV-2 (260373001^Detected^SCT) negative for SARS-CoV-2 (260415000^Not Detected^SCT) Sample result is invalid (455371000124106^Invalid result^SCT or 125154007^Specimen unsatisfactory for evaluation^SCT) | 94500-6 | SARS-CoV-2 (COVID-19) RNA [Presence] in Respiratory specimen by NAA with probe detection | 94500-6 | SARS-CoV-2 (COVID-19) RNA [Presence] in Respiratory specimen by NAA with probe detection |  |  |  | PhoenixDx SARS-CoV-2 Multiplex_Trax Management Services Inc. | EUA | ABI QuantStudio 7 Flex_Thermo Fisher | MNI | SARS coronavirus 2 RNA | PrThr | Pt | Respiratory | Ord | Probe.amp.tar | 20220727 | 2.68
Trax Management Services Inc. | PhoenixDx SARS-CoV-2 Multiplex* | SARS-CoV-2 Result Interpretation | nasal swabs (445297001^Swab of internal nose^SCT) mid-turbinate swabs (1293160008^Swab from middle region of inferior nasal meatus^SCT) nasopharyngeal swabs (258500001^Nasopharyngeal swab^SCT) oropharyngeal swabs (258529004^Throat swab^SCT) bronchioalveolar lavage (BAL) specimens (258607008^Bronchoalveolar lavage fluid sample^SCT) tracheal aspirates (445447003^Specimen from trachea obtained by aspiration^SCT) sputum (119334006^Sputum specimen^SCT) | positive for SARS-CoV-2 (260373001^Detected^SCT) negative for SARS-CoV-2 (260415000^Not Detected^SCT) Sample result is invalid (455371000124106^Invalid result^SCT or 125154007^Specimen unsatisfactory for evaluation^SCT) | 94500-6 | SARS-CoV-2 (COVID-19) RNA [Presence] in Respiratory specimen by NAA with probe detection | 94500-6 | SARS-CoV-2 (COVID-19) RNA [Presence] in Respiratory specimen by NAA with probe detection |  |  |  | PhoenixDx SARS-CoV-2 Multiplex_Trax Management Services Inc. | EUA | ABI QuantStudio 7 Pro_Thermo Fisher | MNI | SARS coronavirus 2 RNA | PrThr | Pt | Respiratory | Ord | Probe.amp.tar | 20220727 | 2.68
Trax Management Services Inc. | PhoenixDx SARS-CoV-2 Multiplex* | SARS-CoV-2 Result Interpretation | nasal swabs (445297001^Swab of internal nose^SCT) mid-turbinate swabs (1293160008^Swab from middle region of inferior nasal meatus^SCT) nasopharyngeal swabs (258500001^Nasopharyngeal swab^SCT) oropharyngeal swabs (258529004^Throat swab^SCT) bronchioalveolar lavage (BAL) specimens (258607008^Bronchoalveolar lavage fluid sample^SCT) tracheal aspirates (445447003^Specimen from trachea obtained by aspiration^SCT) sputum (119334006^Sputum specimen^SCT) | positive for SARS-CoV-2 (260373001^Detected^SCT) negative for SARS-CoV-2 (260415000^Not Detected^SCT) Sample result is invalid (455371000124106^Invalid result^SCT or 125154007^Specimen unsatisfactory for evaluation^SCT) | 94500-6 | SARS-CoV-2 (COVID-19) RNA [Presence] in Respiratory specimen by NAA with probe detection | 94500-6 | SARS-CoV-2 (COVID-19) RNA [Presence] in Respiratory specimen by NAA with probe detection |  |  |  | PhoenixDx SARS-CoV-2 Multiplex_Trax Management Services Inc. | EUA | CFX96 DX Real-Time PCR System ORM_BioRad | MNI | SARS coronavirus 2 RNA | PrThr | Pt | Respiratory | Ord | Probe.amp.tar | 20220727 | 2.68
Twist Bioscience Corporation | SARS-CoV-2 NGS Assay* | SARS-CoV-2 Result Interpretation | nasopharyngeal (NP) swabs (258500001^Nasopharyngeal swab^SCT) oropharyngeal (OP) swabs (258529004^Throat swab^SCT) (433801000124107^Nasopharyngeal and oropharyngeal swab^SCT) anterior nasal swabs (697989009^Anterior nares swab^SCT) mid-turbinate nasal swabs (1293160008^Swab from middle region of inferior nasal meatus^SCT) nasopharyngeal wash/aspirates (258467004^Nasopharyngeal washings^SCT or 258411007^Nasopharyngeal aspirate^SCT) nasal wash/aspirates (433871000124101^Nasal washings^SCT or 429931000124105^Nasal aspirate specimen^SCT) bronchoalveolar lavage (BAL) specimens (258607008^Bronchoalveolar lavage fluid sample^SCT) | Positive for SARS-CoV-2 for the Test Sample (260373001^Detected^SCT) Negative for SARS-CoV-2 for the Test Sample (260415000^Not Detected^SCT) Invalid Test Sample result (455371000124106^Invalid result^SCT or 125154007^Specimen unsatisfactory for evaluation^SCT) | 95424-8 | SARS-CoV-2 (COVID-19) RNA [Presence] in Respiratory specimen by Sequencing | 95424-8 | SARS-CoV-2 (COVID-19) RNA [Presence] in Respiratory specimen by Sequencing |  |  |  | SARS-CoV-2 NGS Assay_Twist Bioscience Corporation | EUA | NextSeq 500 Sequencing System_Illumina | MNI | SARS coronavirus 2 RNA | PrThr | Pt | Respiratory | Ord | Sequencing | 20210331 | 2.69
Twist Bioscience Corporation | SARS-CoV-2 NGS Assay* | SARS-CoV-2 Result Interpretation | nasopharyngeal (NP) swabs (258500001^Nasopharyngeal swab^SCT) oropharyngeal (OP) swabs (258529004^Throat swab^SCT) NP/OP combo swab (433801000124107^Nasopharyngeal and oropharyngeal swab^SCT) anterior nasal swabs (697989009^Anterior nares swab^SCT) mid-turbinate nasal swabs (1293160008^Swab from middle region of inferior nasal meatus^SCT) nasopharyngeal wash/aspirates (258467004^Nasopharyngeal washings^SCT or 258411007^Nasopharyngeal aspirate^SCT) nasal wash/aspirates (433871000124101^Nasal washings^SCT or 429931000124105^Nasal aspirate specimen^SCT) bronchoalveolar lavage (BAL) specimens (258607008^Bronchoalveolar lavage fluid sample^SCT) | Positive for SARS-CoV-2 for the Test Sample (260373001^Detected^SCT) Negative for SARS-CoV-2 for the Test Sample (260415000^Not Detected^SCT) Invalid Test Sample result (455371000124106^Invalid result^SCT or 125154007^Specimen unsatisfactory for evaluation^SCT) | 95424-8 | SARS-CoV-2 (COVID-19) RNA [Presence] in Respiratory specimen by Sequencing | 95424-8 | SARS-CoV-2 (COVID-19) RNA [Presence] in Respiratory specimen by Sequencing |  |  |  | SARS-CoV-2 NGS Assay_Twist Bioscience Corporation | EUA | NextSeq 550 Sequencing System_Illumina | MNI | SARS coronavirus 2 RNA | PrThr | Pt | Respiratory | Ord | Sequencing | 20210331 | 2.69
Twist Bioscience Corporation | SARS-CoV-2 NGS Assay* | SARS-CoV-2 Result Interpretation | nasopharyngeal (NP) swabs (258500001^Nasopharyngeal swab^SCT) oropharyngeal (OP) swabs (258529004^Throat swab^SCT) NP/OP combo swab (433801000124107^Nasopharyngeal and oropharyngeal swab^SCT) anterior nasal swabs (697989009^Anterior nares swab^SCT) mid-turbinate nasal swabs (1293160008^Swab from middle region of inferior nasal meatus^SCT) nasopharyngeal wash/aspirates (258467004^Nasopharyngeal washings^SCT or 258411007^Nasopharyngeal aspirate^SCT) nasal wash/aspirates (433871000124101^Nasal washings^SCT or 429931000124105^Nasal aspirate specimen^SCT) bronchoalveolar lavage (BAL) specimens (258607008^Bronchoalveolar lavage fluid sample^SCT) | Positive for SARS-CoV-2 for the Test Sample (260373001^Detected^SCT) Negative for SARS-CoV-2 for the Test Sample (260415000^Not Detected^SCT) Invalid Test Sample result (455371000124106^Invalid result^SCT or 125154007^Specimen unsatisfactory for evaluation^SCT) | 95424-8 | SARS-CoV-2 (COVID-19) RNA [Presence] in Respiratory specimen by Sequencing | 95424-8 | SARS-CoV-2 (COVID-19) RNA [Presence] in Respiratory specimen by Sequencing |  |  |  | SARS-CoV-2 NGS Assay_Twist Bioscience Corporation | EUA | NextSeq 550Dx Sequencing System_Illumina | MNI | SARS coronavirus 2 RNA | PrThr | Pt | Respiratory | Ord | Sequencing | 20210331 | 2.69
UCSD BCG EXCITE Lab | LDT: UCSD EXCITE COVID-19 Test* | SARS-CoV-2 RNA | anterior nasal swab (697989009^Anterior nares swab^SCT) | Invalid (455371000124106^Invalid result^SCT or 125154007^Specimen unsatisfactory for evaluation^SCT) SARS-CoV-2 Not Detected (260415000^Not Detected^SCT) SARS-CoV-2 Inconclusive (419984006^Inconclusive^SCT) Positive for SARS-CoV-2 (260373001^Detected^SCT) | 95406-5 | SARS-CoV-2 (COVID-19) RNA [Presence] in Nose by NAA with probe detection | 94531-1 | SARS-CoV-2 (COVID-19) RNA panel - Respiratory specimen by NAA with probe detection |  |  |  | UCSD BCG EXCITE Lab_UCSD EXCITE COVID-19 Test | EUA | ABI QuantStudio 7 Pro_Thermo Fisher | MNI | SARS coronavirus 2 RNA | PrThr | Pt | Nose | Ord | Probe.amp.tar | 20220105 | 2.69
UCSD BCG EXCITE Lab | LDT: UCSD EXCITE COVID-19 EL Test* | SARS-CoV-2 RNA | anterior nasal swab (697989009^Anterior nares swab^SCT) | Invalid (455371000124106^Invalid result^SCT or 125154007^Specimen unsatisfactory for evaluation^SCT) SARS-CoV-2 Not Detected (260415000^Not Detected^SCT) SARS-CoV-2 Inconclusive (419984006^Inconclusive^SCT) Positive for SARS-CoV-2 (260373001^Detected^SCT) | 95406-5 | SARS-CoV-2 (COVID-19) RNA [Presence] in Nose by NAA with probe detection | 94531-1 | SARS-CoV-2 (COVID-19) RNA panel - Respiratory specimen by NAA with probe detection |  |  |  | UCSD EXCITE COVID-19 EL Test_UCSD BCG EXCITE Lab | EUA | ABI QuantStudio 7 Pro_Thermo Fisher | MNI | SARS coronavirus 2 RNA | PrThr | Pt | Nose | Ord | Probe.amp.tar | 20220420 | 2.69
UCSF Health Clinical Laboratories, UCSF Clinical Labs at China Basin | LDT: SARS-CoV-2 RNA DETECTR Assay* | SARS-CoV-2 Result Interpretation | nasopharyngeal swabs (258500001^Nasopharyngeal swab^SCT) oropharyngeal (throat) swabs (258529004^Throat swab^SCT) mid-turbinate nasal swabs (1293160008^Swab from middle region of inferior nasal meatus^SCT) anterior nasal swabs (697989009^Anterior nares swab^SCT) nasopharyngeal wash/aspirate (258467004^Nasopharyngeal washings^SCT or 258411007^Nasopharyngeal aspirate^SCT) nasal aspirate (429931000124105^Nasal aspirate specimen^SCT) | Detected (260373001^Detected^SCT) Not Detected (260415000^Not Detected^SCT) Invalid (455371000124106^Invalid result^SCT or 125154007^Specimen unsatisfactory for evaluation^SCT) | 94533-7 | SARS-CoV-2 (COVID-19) N gene [Presence] in Respiratory specimen by NAA with probe detection | 94533-7 | SARS-CoV-2 (COVID-19) N gene [Presence] in Respiratory specimen by NAA with probe detection | Testing is limited to UCSF Clinical Labs at China Basin located at 185 Berry Street, San Francisco, CA 94107 |  |  | SARS-CoV-2 RNA DETECTR Assay_UCSF Health Clinical Laboratories, UCSF Clinical Labs at China Basin | EUA | 10190302000222 | DII | SARS coronavirus 2 N gene | PrThr | Pt | Respiratory | Ord | Probe.amp.tar | 20200715 | 2.68
Uh-Oh Labs Inc. | UOL COVID-19 Test* | SARS-CoV-2 RNA | anterior nasal swab (697989009^Anterior nares swab^SCT) | Positive (260373001^Detected^SCT) Negative (260415000^Not Detected^SCT) Invalid (455371000124106^Invalid result^SCT or 125154007^Specimen unsatisfactory for evaluation^SCT) Cancelled (373121007^Test not done^SCT) | 95406-5 | SARS-CoV-2 (COVID-19) RNA [Presence] in Nose by NAA with probe detection | 95406-5 | SARS-CoV-2 (COVID-19) RNA [Presence] in Nose by NAA with probe detection |  |  |  | UOL COVID-19 Test_Uh-Oh Labs Inc. | EUA | UOL COVID-19 Instrument_Uh Oh Labs | MNI | SARS coronavirus 2 RNA | PrThr | Pt | Nose | Ord | Probe.amp.tar | 20220216 | 2.69
Ultimate Dx Laboratory | LDT: UDX SARS-CoV-2 Molecular Assay* | SARS-CoV-2 Result Interpretation | nasal swabs (445297001^Swab of internal nose^SCT) nasopharyngeal swab (258500001^Nasopharyngeal swab^SCT) oropharyngeal swab (258529004^Throat swab^SCT) | Positive for SARSCoV-2 RNA (260373001^Detected^SCT) Negative for SARSCoV-2 RNA (260415000^Not detected^SCT) Invalid - repeat test (455371000124106^Invalid result^SCT) | 94559-2 | SARS coronavirus 2 ORF1ab region [Presence] in Respiratory specimen by NAA with probe detection | 94559-2 | SARS coronavirus 2 ORF1ab region [Presence] in Respiratory specimen by NAA with probe detection |  |  |  | UDX SARS-CoV-2 Molecular Assay_Ultimate Dx Laboratory | EUA | ABI QuantStudio 12K Flex_Thermo Fisher | MNI | SARS coronavirus 2 ORF1ab region | PrThr | Pt | Respiratory | Ord | Probe.amp.tar | 20200512 | 2.68
UMass Memorial Medical Center | LDT: UMass Molecular Virology Laboratory 2019-nCoV rRT-PCR Dx Panel* | SARS-CoV-2 Result Interpretation | nasal swab (445297001^Swab of internal nose^SCT) mid-turbinate nasal swab (1293160008^Swab from middle region of inferior nasal meatus^SCT) nasopharyngeal swab (258500001^Nasopharyngeal swab^SCT) oropharyngeal (throat) swab (258529004^Throat swab^SCT) nasopharyngeal aspirate (258411007^Nasopharyngeal aspirate^SCT) bronchoalveolar lavage (BAL) specimens (258607008^Bronchoalveolar lavage fluid sample^SCT) | Positive 2019-nCoV (260373001^Detected^SCT) Inconclusive (419984006^Inconclusive^SCT) Not detected (260415000^Not Detected^SCT) Invalid (455371000124106^Invalid result^SCT or 125154007^Specimen unsatisfactory for evaluation^SCT) | 94533-7 | SARS-CoV-2 (COVID-19) N gene [Presence] in Respiratory specimen by NAA with probe detection | 94531-1 | SARS-CoV-2 (COVID-19) RNA panel - Respiratory specimen by NAA with probe detection |  |  |  | UMass Molecular Virology Laboratory 2019-nCoV rRT-PCR Dx Panel_UMass Memorial Medical Center | EUA | CFX96 Touch Real-Time PCR System_BioRad | MNI | SARS coronavirus 2 N gene | PrThr | Pt | Respiratory | Ord | Probe.amp.tar | 20201028 | 2.68
United Biomedical, Inc. | UBI SARS-CoV-2 ELISA* | SARS-CoV-2 IgG Result | serum (119364003^Serum specimen^SCT) plasma (119361006^Plasma specimen^SCT) | Negative (260385009^Negative^SCT) Positive (10828004^Positive^SCT) | 94563-4 | SARS-CoV-2 (COVID-19) IgG Ab [Presence] in Serum or Plasma by Immunoassay | 94563-4 | SARS-CoV-2 (COVID-19) IgG Ab [Presence] in Serum or Plasma by Immunoassay |  |  |  | UBI SARS-CoV-2 ELISA_United Biomedical, Inc. | EUA | a microplate reader_NA | MNI | SARS coronavirus 2 Ab.IgG | PrThr | Pt | Ser/Plas | Ord | IA | 20210127 | 2.68
University of Alabama at Birmingham Fungal Reference Lab | LDT: FRL SARS CoV-2 Test* | SARS-CoV-2 RNA | nasopharyngeal swab (258500001^Nasopharyngeal swab^SCT) oropharyngeal swab (258529004^Throat swab^SCT) nasal swab (445297001^Swab of internal nose^SCT) mid-turbinate nasal swab (1293160008^Swab from middle region of inferior nasal meatus^SCT) anterior nasal swab (697989009^Anterior nares swab^SCT) nasopharyngeal wash/aspirate (258467004^Nasopharyngeal washings^SCT or 258411007^Nasopharyngeal aspirate^SCT) nasal aspirate (429931000124105^Nasal aspirate specimen^SCT) bronchoalveolar lavage specimens (258607008^Bronchoalveolar lavage fluid sample^SCT) | 2019-nCoV detected (260373001^Detected^SCT) 2019-nCoV not detected (260415000^Not detected^SCT) Invalid Result (455371000124106^Invalid result^SCT or 125154007^Specimen unsatisfactory for evaluation^SCT) | 94756-4 | SARS coronavirus 2 N gene [Presence] in Respiratory specimen by Nucleic acid amplification using CDC primer-probe set N1 | 94531-1 | SARS coronavirus 2 RNA panel - Respiratory specimen by NAA with probe detection | The FRL SARS-CoV-2 Test will be performed at the UAB Fungal Reference Lab Clinical Laboratory in Birmingham, Alabama. |  |  | FRL SARS CoV-2 Test_University of Alabama at Birmingham Fungal Reference Lab | EUA | 10190302015592 | DII | SARS coronavirus 2 N gene | PrThr | Pt | Respiratory | Ord | Probe.amp.tar.CDC primer-probe set N1 | 20200707 | 2.68
University of Arizona Genetics Core for Clinical Services | LDT: COVID-19 ELISA pan-Ig Antibody Test* | SARS-CoV-2 total antibodies Final Report | serum (119364003^Serum specimen^SCT) | Positive (10828004^Positive^SCT) Negative (260385009^Negative^SCT) Indeterminate (82334004^Indeterminate^SCT) | 94762-2 | SARS-CoV-2 (COVID-19) Ab [Presence] in Serum or Plasma by Immunoassay | 94762-2 | SARS-CoV-2 (COVID-19) Ab [Presence] in Serum or Plasma by Immunoassay | Testing is limited to University of Arizona Genetics Core for Clinical Services |  |  | COVID-19 ELISA pan-Ig Antibody Test_University of Arizona Genetics Core for Clinical Services | EUA | a microplate reader_NA | MNI | SARS coronavirus 2 Ab | PrThr | Pt | Ser/Plas | Ord | IA | 20200909 | 2.68
University of California San Diego Health | LDT: UCSD RC SARS-CoV-2 Assay* | SARS-CoV-2 Result Interpretation | nasal swab (445297001^Swab of internal nose^SCT) nasopharyngeal swab (258500001^Nasopharyngeal swab^SCT) mid-turbinate swab (1293160008^Swab from middle region of inferior nasal meatus^SCT) anterior nares swab (697989009^Anterior nares swab^SCT) oropharyngeal swab (258529004^Throat swab^SCT) | Detected (260373001^Detected^SCT) Presumptive Positive (720735008^Presumptive positive^SCT) Not Detected (260415000^Not Detected^SCT) Not Detected (895231008^Not Detected in Pooled Specimen^SCT) Invalid (455371000124106^Invalid result^SCT or 125154007^Specimen unsatisfactory for evaluation^SCT) | 94500-6 | SARS-CoV-2 (COVID-19) RNA [Presence] in Respiratory specimen by NAA with probe detection | 94531-1 | SARS-CoV-2 (COVID-19) RNA panel - Respiratory specimen by NAA with probe detection | Testing is limited to University of California San Diego Health located at Center for Advanced Laboratory Medicine 10300 Campus Point Drive, Suite 150, San Diego, CA 92121 |  |  | UCSD RC SARS-CoV-2 Assay_University of California San Diego Health | EUA | cobas 6800 System_Roche | MNI | SARS coronavirus 2 RNA | PrThr | Pt | Respiratory | Ord | Probe.amp.tar | 20200818 | 2.68
University of California San Diego Health | LDT: UCSD RC SARS-CoV-2 Assay* | SARS-CoV-2 Result Interpretation | nasal swab (445297001^Swab of internal nose^SCT) nasopharyngeal swab (258500001^Nasopharyngeal swab^SCT) mid-turbinate swab (1293160008^Swab from middle region of inferior nasal meatus^SCT) anterior nares swab (697989009^Anterior nares swab^SCT) oropharyngeal swab (258529004^Throat swab^SCT) | Detected (260373001^Detected^SCT) Presumptive Positive (720735008^Presumptive positive^SCT) Not Detected (260415000^Not Detected^SCT) Not Detected (895231008^Not Detected in Pooled Specimen^SCT) Invalid (455371000124106^Invalid result^SCT or 125154007^Specimen unsatisfactory for evaluation^SCT) | 94500-6 | SARS-CoV-2 (COVID-19) RNA [Presence] in Respiratory specimen by NAA with probe detection | 94531-1 | SARS-CoV-2 (COVID-19) RNA panel - Respiratory specimen by NAA with probe detection | Testing is limited to University of California San Diego Health located at Center for Advanced Laboratory Medicine 10300 Campus Point Drive, Suite 150, San Diego, CA 92121 |  |  | UCSD RC SARS-CoV-2 Assay_University of California San Diego Health | EUA | cobas 8800 System_Roche | MNI | SARS coronavirus 2 RNA | PrThr | Pt | Respiratory | Ord | Probe.amp.tar | 20200818 | 2.68
University of California, Los Angeles (UCLA) | LDT: UCLA SwabSeq COVID-19 Diagnostic Platform* | SARS-CoV-2 Result Interpretation | nasopharyngeal swabs (258500001^Nasopharyngeal swab^SCT) oropharyngeal (throat) swab (258529004^Throat swab^SCT) midturbinate nasal swabs (1293160008^Swab from middle region of inferior nasal meatus^SCT) anterior nasal swabs (697989009^Anterior nares swab^SCT) | Positive for SARS-CoV-2 for the Sample ID (260373001^Detected^SCT) Negative for SARS-CoV-2 for the Sample ID (260415000^Not Detected^SCT) Invalid for the Sample ID (455371000124106^Invalid result^SCT or 125154007^Specimen unsatisfactory for evaluation^SCT) | 95424-8 | SARS-CoV-2 (COVID-19) RNA [Presence] in Respiratory specimen by Sequencing | 95424-8 | SARS-CoV-2 (COVID-19) RNA [Presence] in Respiratory specimen by Sequencing |  |  |  | UCLA SwabSeq COVID-19 Diagnostic Platform_University of California, Los Angeles (UCLA) | EUA | MiSeq System_Illumina | MNI | SARS coronavirus 2 RNA | PrThr | Pt | Respiratory | Ord | Sequencing | 20230308 | 2.74
University of California, Los Angeles (UCLA) | LDT: UCLA SwabSeq COVID-19 Diagnostic Platform* | SARS-CoV-2 Result Interpretation | nasopharyngeal swabs (258500001^Nasopharyngeal swab^SCT) oropharyngeal (throat) swab (258529004^Throat swab^SCT) midturbinate nasal swabs (1293160008^Swab from middle region of inferior nasal meatus^SCT) anterior nasal swabs (697989009^Anterior nares swab^SCT) | Positive for SARS-CoV-2 for the Sample ID (260373001^Detected^SCT) Negative for SARS-CoV-2 for the Sample ID (260415000^Not Detected^SCT) Invalid for the Sample ID (455371000124106^Invalid result^SCT or 125154007^Specimen unsatisfactory for evaluation^SCT) | 95424-8 | SARS-CoV-2 (COVID-19) RNA [Presence] in Respiratory specimen by Sequencing | 95424-8 | SARS-CoV-2 (COVID-19) RNA [Presence] in Respiratory specimen by Sequencing |  |  |  | UCLA SwabSeq COVID-19 Diagnostic Platform_University of California, Los Angeles (UCLA) | EUA | NextSeq 500 Sequencing System_Illumina | MNI | SARS coronavirus 2 RNA | PrThr | Pt | Respiratory | Ord | Sequencing | 20230308 | 2.74
University of California, Los Angeles (UCLA) | LDT: UCLA SwabSeq COVID-19 Diagnostic Platform* | SARS-CoV-2 Result Interpretation | nasopharyngeal swabs (258500001^Nasopharyngeal swab^SCT) oropharyngeal (throat) swab (258529004^Throat swab^SCT) midturbinate nasal swabs (1293160008^Swab from middle region of inferior nasal meatus^SCT) anterior nasal swabs (697989009^Anterior nares swab^SCT) | Positive for SARS-CoV-2 for the Sample ID (260373001^Detected^SCT) Negative for SARS-CoV-2 for the Sample ID (260415000^Not Detected^SCT) Invalid for the Sample ID (455371000124106^Invalid result^SCT or 125154007^Specimen unsatisfactory for evaluation^SCT) | 95424-8 | SARS-CoV-2 (COVID-19) RNA [Presence] in Respiratory specimen by Sequencing | 95424-8 | SARS-CoV-2 (COVID-19) RNA [Presence] in Respiratory specimen by Sequencing |  |  |  | UCLA SwabSeq COVID-19 Diagnostic Platform_University of California, Los Angeles (UCLA) | EUA | NextSeq 550 Sequencing System_Illumina | MNI | SARS coronavirus 2 RNA | PrThr | Pt | Respiratory | Ord | Sequencing | 20230308 | 2.74
University of California, Los Angeles (UCLA) | LDT: UCLA SwabSeq COVID-19 Diagnostic Platform* | SARS-CoV-2 Result Interpretation | nasopharyngeal swabs (258500001^Nasopharyngeal swab^SCT) oropharyngeal (throat) swab (258529004^Throat swab^SCT) midturbinate nasal swabs (1293160008^Swab from middle region of inferior nasal meatus^SCT) anterior nasal swabs (697989009^Anterior nares swab^SCT) | Positive for SARS-CoV-2 for the Sample ID (260373001^Detected^SCT) Negative for SARS-CoV-2 for the Sample ID (260415000^Not Detected^SCT) Invalid for the Sample ID (455371000124106^Invalid result^SCT or 125154007^Specimen unsatisfactory for evaluation^SCT) | 95424-8 | SARS-CoV-2 (COVID-19) RNA [Presence] in Respiratory specimen by Sequencing | 95424-8 | SARS-CoV-2 (COVID-19) RNA [Presence] in Respiratory specimen by Sequencing |  |  |  | UCLA SwabSeq COVID-19 Diagnostic Platform_University of California, Los Angeles (UCLA) | EUA | ABI Veriti Thermal Cycler_Thermo Fisher | MNI | SARS coronavirus 2 RNA | PrThr | Pt | Respiratory | Ord | Sequencing | 20230308 | 2.74
University of Illinois Office of the Vice President for Economic Development and Innovation | LDT: covidSHIELD* | SARS-CoV-2 RNA Interpretation | saliva specimens (258560004^Oral saliva sample^SCT) | Negative (260415000^Not Detected^SCT) Positive (260373001^Detected^SCT) Inconclusive (419984006^Inconclusive^SCT) Invalid (455371000124106^Invalid result^SCT or 125154007^Specimen unsatisfactory for evaluation^SCT) | 94845-5 | SARS-CoV-2 (COVID-19) RNA [Presence] in Saliva (oral fluid) by NAA with probe detection | 95826-4 | SARS-CoV-2 (COVID-19) RNA panel - Saliva (oral fluid) by NAA with probe detection | Testing is limited to laboratories designated by the University of Illinois Office of the Vice President for Economic Development and Innovation, that includes the University of Illinois Veterinary Diagnostic Laboratory, University of Illinois Urbana Champaign School of Veterinary Medicine, located at 2001 S. Lincoln Ave, Urbana, IL 61802, that are also certified under the Clinical Laboratory Improvement Amendments of 1988 (CLIA), 42 U.S.C. §263a, and meet requirements to perform high complexity tests. |  |  | covidSHIELD_University of Illinois Office of the Vice President for Economic Development and Innovation* | EUA | ABI QuantStudio 3 Real-Time PCR_Thermo Fisher | MNI | SARS coronavirus 2 RNA | PrThr | Pt | Saliva | Ord | Probe.amp.tar | 20210303 | 2.69
University of Illinois Office of the Vice President for Economic Development and Innovation | LDT: covidSHIELD* | SARS-CoV-2 RNA Interpretation | saliva specimens (258560004^Oral saliva sample^SCT) | Negative (260415000^Not Detected^SCT) Positive (260373001^Detected^SCT) Inconclusive (419984006^Inconclusive^SCT) Invalid (455371000124106^Invalid result^SCT or 125154007^Specimen unsatisfactory for evaluation^SCT) | 94845-5 | SARS-CoV-2 (COVID-19) RNA [Presence] in Saliva (oral fluid) by NAA with probe detection | 95826-4 | SARS-CoV-2 (COVID-19) RNA panel - Saliva (oral fluid) by NAA with probe detection | Testing is limited to laboratories designated by the University of Illinois Office of the Vice President for Economic Development and Innovation, that includes the University of Illinois Veterinary Diagnostic Laboratory, University of Illinois Urbana Champaign School of Veterinary Medicine, located at 2001 S. Lincoln Ave, Urbana, IL 61802, that are also certified under the Clinical Laboratory Improvement Amendments of 1988 (CLIA), 42 U.S.C. §263a, and meet requirements to perform high complexity tests. |  |  | covidSHIELD_University of Illinois Office of the Vice President for Economic Development and Innovation* | EUA | ABI QuantStudio 7 Flex_Thermo Fisher | MNI | SARS coronavirus 2 RNA | PrThr | Pt | Saliva | Ord | Probe.amp.tar | 20210303 | 2.69
University of Illinois Office of the Vice President for Economic Development and Innovation | LDT: covidSHIELD* | SARS-CoV-2 RNA Interpretation | saliva specimens (258560004^Oral saliva sample^SCT) | Negative (260415000^Not Detected^SCT) Positive (260373001^Detected^SCT) Inconclusive (419984006^Inconclusive^SCT) Invalid (455371000124106^Invalid result^SCT or 125154007^Specimen unsatisfactory for evaluation^SCT) | 94845-5 | SARS-CoV-2 (COVID-19) RNA [Presence] in Saliva (oral fluid) by NAA with probe detection | 95826-4 | SARS-CoV-2 (COVID-19) RNA panel - Saliva (oral fluid) by NAA with probe detection | Testing is limited to laboratories designated by the University of Illinois Office of the Vice President for Economic Development and Innovation, that includes the University of Illinois Veterinary Diagnostic Laboratory, University of Illinois Urbana Champaign School of Veterinary Medicine, located at 2001 S. Lincoln Ave, Urbana, IL 61802, that are also certified under the Clinical Laboratory Improvement Amendments of 1988 (CLIA), 42 U.S.C. §263a, and meet requirements to perform high complexity tests. |  |  | covidSHIELD_University of Illinois Office of the Vice President for Economic Development and Innovation* | EUA | ABI QuantStudio 7 Pro_Thermo Fisher | MNI | SARS coronavirus 2 RNA | PrThr | Pt | Saliva | Ord | Probe.amp.tar | 20210303 | 2.69
University of Louisville Infectious Diseases Laboratory | LDT: SARS-CoV-2 real time RT-PCR test (Authorized by HHS/OASH)* | SARS-CoV-2 RNA Result Interpretation | nasopharyngeal swabs (258500001^Nasopharyngeal swab^SCT) | SARS-CoV-2 DETECTED (260373001^Detected^SCT) Presumptive SARS- CoV-2 Positive - Retest x2 (720735008^Presumptive positive^SCT) SARS-CoV-2 Not Detected (260415000^Not Detected^SCT) INVALID (455371000124106^Invalid result^SCT or 125154007^Specimen unsatisfactory for evaluation^SCT) | 94500-6 | SARS-CoV-2 (COVID-19) RNA [Presence] in Respiratory specimen by NAA with probe detection | 94531-1 | SARS-CoV-2 (COVID-19) RNA panel - Respiratory specimen by NAA with probe detection | Testing is limited to the University of Louisville Infectious Diseases Laboratory that is a Clinical Laboratory Improvement Amendments of 1988 (CLIA), 42 U.S.C. §263 a certified high complexity laboratory. |  |  | SARS-CoV-2 real time RT-PCR test (Authorized by HHS/OASH)_University of Louisville Infectious Diseases Laboratory | EUA | Luminex ARIES System_Luminex Corp | MNI | SARS coronavirus 2 RNA | PrThr | Pt | Respiratory | Ord | Probe.amp.tar | 20210811 | 2.69
University of Massachusetts | LDT: ICTC SARS-CoV-2 RT-PCR Assay | SARS-CoV-2 Action Score | anterior nasal swabs (697989009^Anterior nares swab^SCT) | Positive (260373001^Detected^SCT) Negative (260415000^Not detected^SCT) Invalid (455371000124106^Invalid result^SCT or 125154007^Specimen unsatisfactory for evaluation^SCT) | 95409-9 | SARS-CoV-2 (COVID-19) N gene [Presence] in Nose by NAA with probe detection | 94531-1 | SARS-CoV-2 (COVID-19) RNA panel - Respiratory specimen by NAA with probe detection |  |  |  | ICTC SARS-CoV-2 RT-PCR Assay_University of Massachusetts | EUA | CFX384 Touch Real-Time PCR_BioRad | MNI | SARS coronavirus 2 N gene | PrThr | Pt | Nose | Ord | Probe.amp.tar | 20230503 | 2.69
University of North Carolina Medical Center | LDT: UNC Health SARS-CoV-2 real-time RT-PCR test | SARS-CoV-2 Result Interpretation | nasopharyngeal swab (258500001^Nasopharyngeal swab^SCT) oropharyngeal swab (258529004^Throat swab^SCT) nasopharyngeal aspirates (258411007^Nasopharyngeal aspirate^SCT) nasal wash/aspirate (429931000124105^Nasal aspirate specimen^SCT) BAL (258607008^Bronchoalveolar lavage fluid sample^SCT) tracheal aspirate (445447003^Specimen from trachea obtained by aspiration^SCT) | SARS-CoV-2 Detected (260373001^Detected^SCT) SARS-CoV-2 Not detected (260415000^Not detected^SCT) indeterminate (82334004^Indeterminate) | 94758-0 | SARS-related coronavirus E gene [Presence] in Respiratory specimen by NAA with probe detection | 94758-0 | SARS-related coronavirus E gene [Presence] in Respiratory specimen by NAA with probe detection |  |  |  | UNC Health SARS-CoV-2 real-time RT-PCR test_University of North Carolina Medical Center | EUA | ABI PRISM 7000 Detection System_Thermo Fisher | MNI | SARS-related coronavirus E gene | PrThr | Pt | Respiratory | Ord | Probe.amp.tar | 20200925 | 2.68
University of Texas MD Anderson Cancer Center, Molecular Diagnostics Laboratory | MD Anderson High-throughput SARS-CoV-2 RT-PCR Assay* | SARS-CoV-2 RNA | nasopharyngeal swabs (258500001^Nasopharyngeal swab^SCT) oropharyngeal swabs (258529004^Throat swab^SCT) nasal swabs (445297001^Swab of internal nose^SCT) mid-turbinate swabs (1293160008^Swab from middle region of inferior nasal meatus^SCT) | SARS-CoV-2 Detected (260373001^Detected^SCT) Inconclusive (419984006^Inconclusive^SCT) SARS-CoV-2 Not Detected (260415000^Not Detected^SCT) Invalid (455371000124106^Invalid result^SCT or 125154007^Specimen unsatisfactory for evaluation^SCT) | 94533-7 | SARS-CoV-2 (COVID-19) N gene [Presence] in Respiratory specimen by NAA with probe detection | 94531-1 | SARS-CoV-2 (COVID-19) RNA panel - Respiratory specimen by NAA with probe detection | Testing is limited to the Molecular Diagnostic Laboratory (MDL) at the University of Texas MD Anderson Cancer Center |  |  | MD Anderson High-throughput SARS-CoV-2 RT-PCR Assay_University of Texas MD Anderson Cancer Center, Molecular Diagnostics Laboratory | EUA | ABI QuantStudio 7 Flex_Thermo Fisher | MNI | SARS coronavirus 2 N gene | PrThr | Pt | Respiratory | Ord | Probe.amp.tar | 20220727 | 2.68
University of Texas MD Anderson Cancer Center, Molecular Diagnostics Laboratory | MD Anderson High-throughput SARS-CoV-2 RT-PCR Assay* | SARS-CoV-2 RNA | nasopharyngeal swabs (258500001^Nasopharyngeal swab^SCT) oropharyngeal swabs (258529004^Throat swab^SCT) nasal swabs (445297001^Swab of internal nose^SCT) mid-turbinate swabs (1293160008^Swab from middle region of inferior nasal meatus^SCT) | SARS-CoV-2 Detected (260373001^Detected^SCT) Inconclusive (419984006^Inconclusive^SCT) SARS-CoV-2 Not Detected (260415000^Not Detected^SCT) Invalid (455371000124106^Invalid result^SCT or 125154007^Specimen unsatisfactory for evaluation^SCT) | 94533-7 | SARS-CoV-2 (COVID-19) N gene [Presence] in Respiratory specimen by NAA with probe detection | 94531-1 | SARS-CoV-2 (COVID-19) RNA panel - Respiratory specimen by NAA with probe detection | Testing is limited to the Molecular Diagnostic Laboratory (MDL) at the University of Texas MD Anderson Cancer Center |  |  | MD Anderson High-throughput SARS-CoV-2 RT-PCR Assay_University of Texas MD Anderson Cancer Center, Molecular Diagnostics Laboratory | EUA | ABI 7500 FAST Real-Time PCR_Thermo Fisher | MNI | SARS coronavirus 2 N gene | PrThr | Pt | Respiratory | Ord | Probe.amp.tar | 20220727 | 2.68
University of Texas MD Anderson Cancer Center, Molecular Diagnostics Laboratory | MD Anderson High-throughput SARS-CoV-2 RT-PCR Assay* | SARS-CoV-2 RNA | nasopharyngeal swabs (258500001^Nasopharyngeal swab^SCT) oropharyngeal swabs (258529004^Throat swab^SCT) nasal swabs (445297001^Swab of internal nose^SCT) mid-turbinate swabs (1293160008^Swab from middle region of inferior nasal meatus^SCT) | SARS-CoV-2 Detected (260373001^Detected^SCT) Inconclusive (419984006^Inconclusive^SCT) SARS-CoV-2 Not Detected (260415000^Not Detected^SCT) Invalid (455371000124106^Invalid result^SCT or 125154007^Specimen unsatisfactory for evaluation^SCT) | 94533-7 | SARS-CoV-2 (COVID-19) N gene [Presence] in Respiratory specimen by NAA with probe detection | 94531-1 | SARS-CoV-2 (COVID-19) RNA panel - Respiratory specimen by NAA with probe detection | Testing is limited to the Molecular Diagnostic Laboratory (MDL) at the University of Texas MD Anderson Cancer Center |  |  | MD Anderson High-throughput SARS-CoV-2 RT-PCR Assay_University of Texas MD Anderson Cancer Center, Molecular Diagnostics Laboratory | EUA | ABI QuantStudio Dx_Thermo Fisher | MNI | SARS coronavirus 2 N gene | PrThr | Pt | Respiratory | Ord | Probe.amp.tar | 20220727 | 2.68
UTMG Pathology Laboratory | LDT: UTHSC/UCH SARS-CoV-2-RT-PCR Assay* | SARS-CoV-2 Result Interpretation | Nasal swab (445297001^Swab of internal nose^SCT) | Positive 2019 nCoV (260373001^Detected^SCT) Not Detected (260415000^Not detected^SCT) Inconclusive (419984006^Inconclusive^SCT) Invalid Result (455371000124106^Invalid result^SCT or 125154007^Specimen unsatisfactory for evaluation^SCT) | 95409-9 | SARS coronavirus 2 (COVID19) N gene [Presence] in Nose by NAA with probe detection | 95409-9 | SARS-CoV-2 (COVID19) N gene [Presence] in Nose by NAA with probe detection |  |  |  | UTHSC/UCH SARS-CoV-2-RT-PCR Assay_UTMG Pathology Laboratory | EUA | ABI 7900HT Fast Real-Time PCR_Thermo Fisher | MNI | SARS coronavirus 2 N gene | PrThr | Pt | Nose | Ord | Probe.amp.tar | 20220727 | 2.68
UTMG Pathology Laboratory | LDT: UTHSC/UCH SARS-CoV-2-RT-PCR Assay* | SARS-CoV-2 Result Interpretation | Nasal swab (445297001^Swab of internal nose^SCT) | Positive 2019 nCoV (260373001^Detected^SCT) Not Detected (260415000^Not detected^SCT) Inconclusive (419984006^Inconclusive^SCT) Invalid Result (455371000124106^Invalid result^SCT or 125154007^Specimen unsatisfactory for evaluation^SCT) | 95409-9 | SARS coronavirus 2 (COVID19) N gene [Presence] in Nose by NAA with probe detection | 95409-9 | SARS-CoV-2 (COVID19) N gene [Presence] in Nose by NAA with probe detection |  |  |  | UTHSC/UCH SARS-CoV-2-RT-PCR Assay_UTMG Pathology Laboratory | EUA | Aria Mx_Agilent Technologies | MNI | SARS coronavirus 2 N gene | PrThr | Pt | Nose | Ord | Probe.amp.tar | 20220727 | 2.68
Vela Operations Singapore Pte Ltd | ViroKey SARS-CoV-2 RT-PCR Test* | SARS-CoV-2 Result Interpretation | nasal swab (445297001^Swab of internal nose^SCT) mid-turbinate swab (1293160008^Swab from middle region of inferior nasal meatus^SCT) nasopharyngeal swab (258500001^Nasopharyngeal swab^SCT) oropharyngeal swab (258529004^Throat swab^SCT) nasopharyngeal wash/aspirate (258467004^Nasopharyngeal washings^SCT or 258411007^Nasopharyngeal aspirate^SCT) nasal aspirate (429931000124105^Nasal aspirate specimen^SCT) | Detected (260373001^Detected^SCT) Not Detected (260415000^Not Detected^SCT) inconclusive (419984006^Inconclusive^SCT) invalid (455371000124106^Invalid result^SCT or 125154007^Specimen unsatisfactory for evaluation^SCT) | 94500-6 | SARS-CoV-2 (COVID-19) RNA [Presence] in Respiratory specimen by NAA with probe detection | 94531-1 | SARS-CoV-2 (COVID-19) RNA panel - Respiratory specimen by NAA with probe detection |  |  |  | ViroKey SARS-CoV-2 RT-PCR Test_Vela Operations Singapore Pte Ltd | EUA | 10190302000222 | DII | SARS coronavirus 2 RNA | PrThr | Pt | Respiratory | Ord | Probe.amp.tar | 20200818 | 2.68
Vela Operations Singapore Pte Ltd | ViroKey SARS-CoV-2 RT-PCR Test* | SARS-CoV-2 Result Interpretation | nasal swab (445297001^Swab of internal nose^SCT) mid-turbinate swab (1293160008^Swab from middle region of inferior nasal meatus^SCT) nasopharyngeal swab (258500001^Nasopharyngeal swab^SCT) oropharyngeal swab (258529004^Throat swab^SCT) nasopharyngeal wash/aspirate (258467004^Nasopharyngeal washings^SCT or 258411007^Nasopharyngeal aspirate^SCT) nasal aspirate (429931000124105^Nasal aspirate specimen^SCT) | Detected (260373001^Detected^SCT) Not Detected (260415000^Not Detected^SCT) inconclusive (419984006^Inconclusive^SCT) invalid (455371000124106^Invalid result^SCT or 125154007^Specimen unsatisfactory for evaluation^SCT) | 94500-6 | SARS-CoV-2 (COVID-19) RNA [Presence] in Respiratory specimen by NAA with probe detection | 94531-1 | SARS-CoV-2 (COVID-19) RNA panel - Respiratory specimen by NAA with probe detection |  |  |  | ViroKey SARS-CoV-2 RT-PCR Test_Vela Operations Singapore Pte Ltd | EUA | Sentosa SA201 Real-Time PCR_Vela Diagnostics | MNI | SARS coronavirus 2 RNA | PrThr | Pt | Respiratory | Ord | Probe.amp.tar | 20200818 | 2.68
Vela Operations Singapore Pte. Ltd. | ViroKey SARS-CoV-2 RT-PCR Test v2.0* | SARS-CoV-2 Result Interpretation | nasopharyngeal swabs (258500001^Nasopharyngeal swab^SCT) oropharyngeal swabs (258529004^Throat swab^SCT) anterior nasal swabs (697989009^Anterior nares swab^SCT) mid-turbinate nasal swabs (1293160008^Swab from middle region of inferior nasal meatus^SCT) nasal aspirates (429931000124105^Nasal aspirate specimen^SCT) nasopharyngeal aspirates (258411007^Nasopharyngeal aspirate^SCT) nasal washes (433871000124101^Nasal washings^SCT) bronchoalveolar lavage samples (258607008^Bronchoalveolar lavage fluid sample^SCT) | SARS-CoV-2 virus detected (260373001^Detected^SCT) SARS-CoV-2 virus not detected (260415000^Not Detected^SCT) Sample invalid (455371000124106^Invalid result^SCT or 125154007^Specimen unsatisfactory for evaluation^SCT) | 94500-6 | SARS-CoV-2 (COVID-19) RNA [Presence] in Respiratory specimen by NAA with probe detection | 94531-1 | SARS-CoV-2 (COVID-19) RNA panel - Respiratory specimen by NAA with probe detection |  |  |  | ViroKey SARS-CoV-2 RT-PCR Test v2.0_Vela Operations Singapore Pte. Ltd. | EUA | Sentosa SA201 Real-Time PCR_Vela Diagnostics | MNI | SARS coronavirus 2 RNA | PrThr | Pt | Respiratory | Ord | Probe.amp.tar | 20201021 | 2.68
Vela Operations Singapore Pte. Ltd. | ViroKey SARS-CoV-2 RT-PCR Test v2.0* | SARS-CoV-2 Result Interpretation | nasopharyngeal swabs (258500001^Nasopharyngeal swab^SCT) oropharyngeal swabs (258529004^Throat swab^SCT) anterior nasal swabs (697989009^Anterior nares swab^SCT) mid-turbinate nasal swabs (1293160008^Swab from middle region of inferior nasal meatus^SCT) nasal aspirates (429931000124105^Nasal aspirate specimen^SCT) nasopharyngeal aspirates (258411007^Nasopharyngeal aspirate^SCT) nasal washes (433871000124101^Nasal washings^SCT) bronchoalveolar lavage samples (258607008^Bronchoalveolar lavage fluid sample^SCT) | SARS-CoV-2 virus detected (260373001^Detected^SCT) SARS-CoV-2 virus not detected (260415000^Not Detected^SCT) Sample invalid (455371000124106^Invalid result^SCT or 125154007^Specimen unsatisfactory for evaluation^SCT) | 94500-6 | SARS-CoV-2 (COVID-19) RNA [Presence] in Respiratory specimen by NAA with probe detection | 94531-1 | SARS-CoV-2 (COVID-19) RNA panel - Respiratory specimen by NAA with probe detection |  |  |  | ViroKey SARS-CoV-2 RT-PCR Test v2.0_Vela Operations Singapore Pte. Ltd. | EUA | 10190302000222 | DII | SARS coronavirus 2 RNA | PrThr | Pt | Respiratory | Ord | Probe.amp.tar | 20201021 | 2.68
Verily Life Sciences | LDT: Verily COVID-19 RT-PCR Test* | SARS-CoV-2 Result Interpretation | anterior nares swab (697989009^Anterior nares swab^SCT) mid-turbinate (1293160008^Swab from middle region of inferior nasal meatus^SCT) nasopharyngeal (258500001^Nasopharyngeal swab^SCT) oropharyngeal swab (258529004^Throat swab^SCT) | NA (455371000124106^Invalid result^SCT or 125154007^Specimen unsatisfactory for evaluation^SCT) SARS-CoV-2 Negative Pool (895231008^Not Detected in Pooled Specimen^SCT) SARS-CoV-2 Inconclusive Pool (897500001^Indeterminate in pooled specimen^SCT) SARS-CoV-2 Positive Pool (462371000124108^Detected in pooled specimen^SCT) SARS-CoV-2 Not Detected (260415000^Not Detected^SCT) SARS-CoV-2 Inconclusive (419984006^Inconclusive^SCT) SARS-CoV-2 Detected (260373001^Detected^SCT) | 94500-6 | SARS-CoV-2 (COVID-19) RNA [Presence] in Respiratory specimen by NAA with probe detection | 94531-1 | SARS-CoV-2 (COVID-19) RNA panel - Respiratory specimen by NAA with probe detection | Testing is limited to Verily Life Sciences laboratory, located at 249 E Grand Avenue, South San Francisco, CA 94080 |  |  | Verily COVID-19 RT-PCR Test_Verily Life Sciences | EUA | 10190302000222 | DII | SARS coronavirus 2 RNA | PrThr | Pt | Respiratory | Ord | Probe.amp.tar | 20210908 | 2.68
Verily Life Sciences | LDT: Verily COVID-19 RT-PCR Test* | SARS-CoV-2 Result Interpretation | anterior nares swab (697989009^Anterior nares swab^SCT) mid-turbinate (1293160008^Swab from middle region of inferior nasal meatus^SCT) nasopharyngeal (258500001^Nasopharyngeal swab^SCT) oropharyngeal swab (258529004^Throat swab^SCT) | NA (455371000124106^Invalid result^SCT or 125154007^Specimen unsatisfactory for evaluation^SCT) SARS-CoV-2 Negative Pool (895231008^Not Detected in Pooled Specimen^SCT) SARS-CoV-2 Inconclusive Pool (897500001^Indeterminate in pooled specimen^SCT) SARS-CoV-2 Positive Pool (462371000124108^Detected in pooled specimen^SCT) SARS-CoV-2 Not Detected (260415000^Not Detected^SCT) SARS-CoV-2 Inconclusive (419984006^Inconclusive^SCT) SARS-CoV-2 Detected (260373001^Detected^SCT) | 94500-6 | SARS-CoV-2 (COVID-19) RNA [Presence] in Respiratory specimen by NAA with probe detection | 94531-1 | SARS-CoV-2 (COVID-19) RNA panel - Respiratory specimen by NAA with probe detection | Testing is limited to Verily Life Sciences laboratory, located at 249 E Grand Avenue, South San Francisco, CA 94080 |  |  | Verily COVID-19 RT-PCR Test_Verily Life Sciences | EUA | 10190302015592 | DII | SARS coronavirus 2 RNA | PrThr | Pt | Respiratory | Ord | Probe.amp.tar | 20210908 | 2.68
Vibrant | Vibrant COVID-19 Ab Assay* | SARS-CoV-2 IgG Ab | Serum (119364003^Serum specimen^SCT) Dried blood spot (440500007^Dried blood spot specimen^SCT) | Positive (260373001^Detected^SCT) Negative (260415000^Not detected^SCT) | 94761-4 | SARS-CoV-2 (COVID19) IgG Ab [Presence] in DBS by Immunoassay | 96118-5 | SARS-CoV-2 (COVID-19) Ab panel - DBS by Immunoassay | Testing is limited to the Vibrant America Lab, San Carlos, CA Must be reported together with IgM result. |  |  | Vibrant COVID-19 Ab Assay_Vibrant America Clinical Labs | EUA | Q-View Imager Pro_Quansys | MNI | SARS coronavirus 2 Ab.IgG | PrThr | Pt | Bld.dot | Ord | IA | 20200617 | 2.68
Vibrant | Vibrant COVID-19 Ab Assay* | SARS-CoV-2 IgM Ab | Serum (119364003^Serum specimen^SCT) Dried blood spot (440500007^Dried blood spot specimen^SCT) | Positive (260373001^Detected^SCT) Negative (260415000^Not detected^SCT) | 95416-4 | SARS-CoV-2 (COVID-19) IgM Ab [Presence] in DBS by Immunoassay | 96118-5 | SARS-CoV-2 (COVID-19) Ab panel - DBS by Immunoassay | Testing is limited to the Vibrant America Lab, San Carlos, CA Must be reported together with IgG result. |  |  | Vibrant COVID-19 Ab Assay_Vibrant America Clinical Labs | EUA | Q-View Imager Pro_Quansys | MNI | SARS coronavirus 2 Ab.IgM | PrThr | Pt | Bld.dot | Ord | IA | 20200617 | 2.68
Viracor Eurofins Clinical Diagnostics | LDT: Viracor SARS-CoV-2 assay* | SARS-CoV-2 Reported Result | nasopharyngeal swabs (NP) (258500001^Nasopharyngeal swab^SCT) midturbinate swabs (1293160008^Swab from middle region of inferior nasal meatus^SCT) anterior nasal swabs (697989009^Anterior nares swab^SCT) nasopharyngeal wash (258467004^Nasopharyngeal washings^SCT) nasal wash (433871000124101^Nasal washings^SCT) oropharyngeal swab (OP) (258529004^Throat swab^SCT) bronchoalveolar lavage (258607008^Bronchoalveolar lavage fluid sample^SCT) | SARS-CoV-2 Detected (260373001^Detected^SCT) SARS-CoV-2 Not detected (260415000^Not detected^SCT) SARS-CoV-2 Not detected (895231008^Not Detected in Pooled Specimen^SCT) | 94533-7 | SARS coronavirus 2 N gene [Presence] in Respiratory specimen by NAA with probe detection | 94533-7 | SARS coronavirus 2 N gene [Presence] in Respiratory specimen by NAA with probe detection |  |  |  | Viracor SARS-CoV-2 assay_Viracor Eurofins Clinical Diagnostics | EUA | ABI 7500 Real-Time PCR_Thermo Fisher | MNI | SARS coronavirus 2 N gene | PrThr | Pt | Respiratory | Ord | Probe.amp.tar | 20210303 | 2.68
Viracor Eurofins Clinical Diagnostics | LDT: Viracor SARS-CoV-2 assay* | SARS-CoV-2 Reported Result | nasopharyngeal swabs (NP) (258500001^Nasopharyngeal swab^SCT) midturbinate swabs (1293160008^Swab from middle region of inferior nasal meatus^SCT) anterior nasal swabs (697989009^Anterior nares swab^SCT) nasopharyngeal wash (258467004^Nasopharyngeal washings^SCT) nasal wash (433871000124101^Nasal washings^SCT) oropharyngeal swab (OP) (258529004^Throat swab^SCT) bronchoalveolar lavage (258607008^Bronchoalveolar lavage fluid sample^SCT) | SARS-CoV-2 Detected (260373001^Detected^SCT) SARS-CoV-2 Not detected (260415000^Not detected^SCT) SARS-CoV-2 Not detected (895231008^Not Detected in Pooled Specimen^SCT) | 94533-7 | SARS coronavirus 2 N gene [Presence] in Respiratory specimen by NAA with probe detection | 94533-7 | SARS coronavirus 2 N gene [Presence] in Respiratory specimen by NAA with probe detection |  |  |  | Viracor SARS-CoV-2 assay_Viracor Eurofins Clinical Diagnostics | EUA | ABI 7500 FAST Real-Time PCR_Thermo Fisher | MNI | SARS coronavirus 2 N gene | PrThr | Pt | Respiratory | Ord | Probe.amp.tar | 20210303 | 2.68
Viracor Eurofins Clinical Diagnostics | LDT: Viracor SARS-CoV-2 assay DTC* | SARS-CoV-2 N gene Reported result | anterior nasal swab (697989009^Anterior nares swab^SCT) | SARS-CoV-2 RNA Not Detected (260415000^Not Detected^SCT) SARS-CoV-2 RNA Detected (260373001^Detected^SCT) | 94533-7 | SARS-CoV-2 (COVID-19) N gene [Presence] in Respiratory specimen by NAA with probe detection | 94533-7 | SARS-CoV-2 (COVID-19) N gene [Presence] in Respiratory specimen by NAA with probe detection | Testing of self-collected anterior nasal swab specimens is limited to laboratories designated by Viracor Eurofins Clinical Diagnostics, which are also certified under the Clinical Laboratory Improvement Amendments of 1988 (CLIA), 42 U.S.C.§263, and meet the requirements to perform high-complexity tests. |  |  | Viracor SARS-CoV-2 assay DTC_Viracor Eurofins Clinical Diagnostics | EUA | ABI 7500 FAST Real-Time PCR_Thermo Fisher | MNI | SARS coronavirus 2 N gene | PrThr | Pt | Respiratory | Ord | Probe.amp.tar | 20210303 | 2.69
Viracor Eurofins Clinical Diagnostics | LDT: Viracor SARS-CoV-2 assay DTC* | SARS-CoV-2 N gene Reported result | anterior nasal swab (697989009^Anterior nares swab^SCT) | SARS-CoV-2 RNA Not Detected (260415000^Not Detected^SCT) SARS-CoV-2 RNA Detected (260373001^Detected^SCT) | 94533-7 | SARS-CoV-2 (COVID-19) N gene [Presence] in Respiratory specimen by NAA with probe detection | 94533-7 | SARS-CoV-2 (COVID-19) N gene [Presence] in Respiratory specimen by NAA with probe detection | Testing of self-collected anterior nasal swab specimens is limited to laboratories designated by Viracor Eurofins Clinical Diagnostics, which are also certified under the Clinical Laboratory Improvement Amendments of 1988 (CLIA), 42 U.S.C.§263, and meet the requirements to perform high-complexity tests. |  |  | Viracor SARS-CoV-2 assay DTC_Viracor Eurofins Clinical Diagnostics | EUA | ABI 7500 Real-Time PCR_Thermo Fisher | MNI | SARS coronavirus 2 N gene | PrThr | Pt | Respiratory | Ord | Probe.amp.tar | 20210303 | 2.69
Visby Medical, Inc. | Visby Medical COVID-19* | SARS-CoV-2 Result Interpretation | nasopharyngeal swab (258500001^Nasopharyngeal swab^SCT) anterior nasal swab (697989009^Anterior nares swab^SCT) mid-turbinate swabs (1293160008^Swab from middle region of inferior nasal meatus^SCT) | Negative for SARS-CoV-2 (COVID-19) (260415000^Not Detected^SCT) Negative for SARS-CoV-2 (COVID-19) (895231008^Not Detected in Pooled Specimen^SCT) Positive for SARS-CoV-2 (COVID-19) (260373001^Detected^SCT) Invalid test; control fail (455371000124106^Invalid result^SCT) Error: Invalid (455371000124106^Invalid result^SCT or 125154007^Specimen unsatisfactory for evaluation^SCT) | 94533-7 | SARS-CoV-2 (COVID-19) N gene [Presence] in Respiratory specimen by NAA with probe detection | 94533-7 | SARS-CoV-2 (COVID-19) N gene [Presence] in Respiratory specimen by NAA with probe detection |  |  |  | Visby Medical COVID-19_Visby Medical, Inc. | EUA | No Equipment | NA | SARS coronavirus 2 N gene | PrThr | Pt | Respiratory | Ord | Probe.amp.tar | 20210929 | 2.68
Visby Medical, Inc. | Visby Medical COVID-19 Point of Care Test* | SARS-CoV-2 RNA Result | nasopharyngeal swabs (258500001^Nasopharyngeal swab^SCT) anterior nasal swabs (697989009^Anterior nares swab^SCT) mid-turbinate swabs (1293160008^Swab from middle region of inferior nasal meatus^SCT) | Negative for SARSCoV-2 (COVID-19) (260415000^Not Detected^SCT) Positive for SARSCoV-2 (COVID-19) (260373001^Detected^SCT) | 94756-4 | SARS-CoV-2 (COVID-19) N gene [Presence] in Respiratory specimen by Nucleic acid amplification using CDC primer-probe set N1 | 94756-4 | SARS-CoV-2 (COVID-19) N gene [Presence] in Respiratory specimen by Nucleic acid amplification using CDC primer-probe set N1 |  |  |  | Visby Medical COVID-19 Point of Care Test_Visby Medical, Inc. | EUA | No Equipment | NA | SARS coronavirus 2 N gene | PrThr | Pt | Respiratory | Ord | Probe.amp.tar.CDC primer-probe set N1 | 20210811 | 2.69
Visby Medical, Inc. | Visby Medical Respiratory Health Test | COVID-19 Spot | nasopharyngeal swabs (258500001^Nasopharyngeal swab^SCT) anterior nasal swabs (697989009^Anterior nares swab^SCT) | Present (260373001^Detected^SCT) Absent (260415000^Not Detected^SCT) Invalid (455371000124106^Invalid result^SCT or 125154007^Specimen unsatisfactory for evaluation^SCT) | 94759-8 | SARS-CoV-2 (COVID-19) RNA [Presence] in Nasopharynx by NAA with probe detection | 95422-2 | Influenza virus A and B and SARS-CoV-2 (COVID-19) RNA panel - Respiratory specimen by NAA with probe detection |  |  |  | Visby Medical Respiratory Health Test_Visby Medical, Inc. | EUA | No Equipment | NA | SARS coronavirus 2 RNA | PrThr | Pt | Nph | Ord | Probe.amp.tar | 20230907 | 2.69
Visby Medical, Inc. | Visby Medical Respiratory Health Test | Flu A Spot | nasopharyngeal swabs (258500001^Nasopharyngeal swab^SCT) anterior nasal swabs (697989009^Anterior nares swab^SCT) | Present (260373001^Detected^SCT) Absent (260415000^Not Detected^SCT) Invalid (455371000124106^Invalid result^SCT or 125154007^Specimen unsatisfactory for evaluation^SCT) | 76078-5 | Influenza virus A RNA [Presence] in Nasopharynx by NAA with probe detection | 95422-2 | Influenza virus A and B and SARS-CoV-2 (COVID-19) RNA panel - Respiratory specimen by NAA with probe detection |  |  |  | Visby Medical Respiratory Health Test_Visby Medical, Inc. | EUA | No Equipment | NA | Influenza virus A RNA | PrThr | Pt | Nph | Ord | Probe.amp.tar | 20230907 | 2.73
Visby Medical, Inc. | Visby Medical Respiratory Health Test | Flu B Spot | nasopharyngeal swabs (258500001^Nasopharyngeal swab^SCT) anterior nasal swabs (697989009^Anterior nares swab^SCT) | Present (260373001^Detected^SCT) Absent (260415000^Not Detected^SCT) Invalid (455371000124106^Invalid result^SCT or 125154007^Specimen unsatisfactory for evaluation^SCT) | 76080-1 | Influenza virus B RNA [Presence] in Nasopharynx by NAA with probe detection | 95422-2 | Influenza virus A and B and SARS-CoV-2 (COVID-19) RNA panel - Respiratory specimen by NAA with probe detection |  |  |  | Visby Medical Respiratory Health Test_Visby Medical, Inc. | EUA | No Equipment | NA | Influenza virus B RNA | PrThr | Pt | Nph | Ord | Probe.amp.tar | 20230907 | 2.73
Wadsworth Center, New York State Department of Public Health | New York SARS-CoV-2 Real-time Reverse Transcriptase (RT)-PCR Diagnostic Panel* | SARS-CoV-2 Result Interpretation | Nasopharyngeal Swab (258500001^Nasopharyngeal swab^SCT) oropharyngeal swabs (258529004^Throat swab^SCT) 433801000124107^Nasopharyngeal and oropharyngeal swab^SCT sputum (119334006^Sputum specimen^SCT) saliva (258560004^Oral saliva sample^SCT) nasal swab (445297001^Swab of internal nose^SCT) | Positive SARS-CoV-2 (260373001^Detected^SCT) SARS-CoV-2 Not Detected (260415000^Not detected^SCT) Inconclusive (419984006^Inconclusive^SCT) Invalid (455371000124106^Invalid result^SCT or 125154007^Specimen unsatisfactory for evaluation^SCT) | 94309-2 | SARS Coronavirus 2 RNA [Presence] in Unspecified specimen Qualitative by NAA with probe detection | 94306-8 | SARS Coronavirus 2 RNA panel - Unspecified specimen by NAA with probe detection |  |  |  | New York SARS-CoV-2 Real-time Reverse Transcriptase (RT)-PCR Diagnostic Panel_Wadsworth Center, New York State Department of Public Health | EUA | 10190302000222 | DII | SARS Coronavirus 2 RNA | PrThr | PT | XXX | Ord | Probe.amp.tar | 20210811 | 2.68
Wadsworth Center, New York State Department of Public Health | New York SARS-CoV-2 Real-time Reverse Transcriptase (RT)-PCR Diagnostic Panel* | SARS-CoV-2 N1 | Nasopharyngeal Swab (258500001^Nasopharyngeal swab^SCT) oropharyngeal swabs (258529004^Throat swab^SCT) 433801000124107^Nasopharyngeal and oropharyngeal swab^SCT sputum (119334006^Sputum specimen^SCT) saliva (258560004^Oral saliva sample^SCT) nasal swab (445297001^Swab of internal nose^SCT) | + (260373001^Detected^SCT) - (260415000^Not Detected^SCT) | 94307-6 | SARS Coronavirus 2 N gene [Presence] in Unspecified specimen by Nucleic acid amplification using primer-probe set N1 | 94306-8 | SARS Coronavirus 2 RNA panel - Unspecified specimen by NAA with probe detection |  |  |  | New York SARS-CoV-2 Real-time Reverse Transcriptase (RT)-PCR Diagnostic Panel_Wadsworth Center, New York State Department of Public Health | EUA | 10190302000222 | DII | SARS Coronavirus 2 N gene | PrThr | PT | XXX | Ord | Probe.amp.tar.primer-probe set N1 | 20210811 | 2.68
Wadsworth Center, New York State Department of Public Health | New York SARS-CoV-2 Real-time Reverse Transcriptase (RT)-PCR Diagnostic Panel* | SARS-CoV-2 N2 | Nasopharyngeal Swab (258500001^Nasopharyngeal swab^SCT) oropharyngeal swabs (258529004^Throat swab^SCT) 433801000124107^Nasopharyngeal and oropharyngeal swab^SCT sputum (119334006^Sputum specimen^SCT) saliva (258560004^Oral saliva sample^SCT) nasal swab (445297001^Swab of internal nose^SCT) | + (260373001^Detected^SCT) - (260415000^Not Detected^SCT) | 94308-4 | SARS Coronavirus 2 N gene [Presence] in Unspecified specimen by Nucleic acid amplification using primer-probe set N2 | 94306-8 | SARS Coronavirus 2 RNA panel - Unspecified specimen by NAA with probe detection |  |  |  | New York SARS-CoV-2 Real-time Reverse Transcriptase (RT)-PCR Diagnostic Panel_Wadsworth Center, New York State Department of Public Health | EUA | 10190302000222 | DII | SARS Coronavirus 2 N gene | PrThr | PT | XXX | Ord | Probe.amp.tar.primer-probe set N2 | 20210811 | 2.68
Wadsworth Center, New York State Department of Public Health | New York SARS-CoV-2 Real-time Reverse Transcriptase (RT)-PCR Diagnostic Panel* | RNase P | Nasopharyngeal Swab (258500001^Nasopharyngeal swab^SCT) oropharyngeal swabs (258529004^Throat swab^SCT) 433801000124107^Nasopharyngeal and oropharyngeal swab^SCT sputum (119334006^Sputum specimen^SCT) saliva (258560004^Oral saliva sample^SCT) nasal swab (445297001^Swab of internal nose^SCT) | + (260373001^Detected^SCT) - (260415000^Not Detected^SCT) | 68993-5 | Human RNase P RNA [Presence] in Unspecified specimen by NAA with probe detection | 94306-8 | SARS Coronavirus 2 RNA panel - Unspecified specimen by NAA with probe detection |  |  |  | New York SARS-CoV-2 Real-time Reverse Transcriptase (RT)-PCR Diagnostic Panel_Wadsworth Center, New York State Department of Public Health | EUA | 10190302000222 | DII | Human RNase P RNA | PrThr | PT | XXX | Ord | Probe.amp.tar | 20210811 | 2.68
Warrior Diagnostics | LDT: SARS-CoV-2 Assay* | SARS-CoV-2 Result Interpretation | nasopharyngeal swabs (258500001^Nasopharyngeal swab^SCT) | SARS-CoV-2 Detected (260373001^Detected^SCT) SARS-CoV-2 Not Detected (260415000^Not detected^SCT) Invalid(455371000124106^Invalid result^SCT or 125154007^Specimen unsatisfactory for evaluation^SCT) | 94760-6 | SARS-CoV-2 (COVID-19) N gene [Presence] in Nasopharynx by NAA with probe detection | 94760-6 | SARS-CoV-2 (COVID-19) N gene [Presence] in Nasopharynx by NAA with probe detection | Testing is limited to Warrior Diagnostics, Inc. |  |  | Warrior Diagnostics SARS-CoV-2 Assay_Warrior Diagnostics, Inc. | EUA | Aria Mx_Agilent Technologies | MNI | SARS coronavirus 2 N gene | PrThr | Pt | Nph | Ord | Probe.amp.tar | 20200623 | 2.68
Watmind USA | Speedy Swab Rapid COVID-19 Antigen Self-Test* | SARS-CoV-2 nucleocapsid protein antigen | anterior nasal (nares) swab (697989009^Anterior nares swab^SCT) | Positive Result (260373001^Detected^SCT) Negative Result (260415000^Not Detected^SCT) Invalid Result (455371000124106^Invalid result^SCT or 125154007^Specimen unsatisfactory for evaluation^SCT) | 97097-0 | SARS-CoV-2 (COVID-19) Ag [Presence] in Upper respiratory specimen by Rapid immunoassay | 97097-0 | SARS-CoV-2 (COVID-19) Ag [Presence] in Upper respiratory specimen by Rapid immunoassay |  |  |  | Speedy Swab Rapid COVID-19 Antigen Self-Test_Watmind USA | EUA | No Equipment | NA | SARS coronavirus 2 Ag | PrThr | Pt | Respiratory.upper | Ord | IA.rapid | 20220713 | 2.70
Wondfo USA Co., Ltd | WELLlife COVID-19 / Influenza A&B Home Test | COVID-19 | anterior nasal swab (697989009^Anterior nares swab^SCT) | COVID-19 Positive (260373001^Detected^SCT) COVID-19 Negative (260415000^Not detected^SCT) Invalid (455371000124106^Invalid result^SCT) | 97097-0 | SARS-CoV-2 (COVID-19) Ag [Presence] in Upper respiratory specimen by Rapid immunoassay | 97099-6 | Influenza virus A and B and SARS-CoV-2 (COVID-19) Ag panel - Upper respiratory specimen by Rapid immunoassay |  |  |  | WELLlife COVID-19 / Influenza A&B Home Test_Wondfo USA Co., Ltd | EUA | No Equipment | (NA) | SARS coronavirus 2 Ag | PrThr | Pt | Respiratory system specimen.upper | Ord | IA.rapid | 20240711 | 2.77
Wondfo USA Co., Ltd | WELLlife COVID-19 / Influenza A&B Home Test | Flu A | anterior nasal swab (697989009^Anterior nares swab^SCT) | Flu A Positive (260373001^Detected^SCT) Flu A Negative (260415000^Not detected^SCT) Invalid (455371000124106^Invalid result^SCT) | 80382-5 | Influenza virus A Ag [Presence] in Upper respiratory specimen by Rapid immunoassay | 97099-6 | Influenza virus A and B and SARS-CoV-2 (COVID-19) Ag panel - Upper respiratory specimen by Rapid immunoassay |  |  |  | WELLlife COVID-19 / Influenza A&B Home Test_Wondfo USA Co., Ltd | EUA | No Equipment | (NA) | Influenza virus A Ag | PrThr | Pt | Respiratory system specimen.upper | Ord | IA.rapid | 20240711 | 2.77
Wondfo USA Co., Ltd | WELLlife COVID-19 / Influenza A&B Home Test | Flu B | anterior nasal swab (697989009^Anterior nares swab^SCT) | Flu B Positive (260373001^Detected^SCT) Flu B Negative (260415000^Not detected^SCT) Invalid (455371000124106^Invalid result^SCT) | 80383-3 | Influenza virus B Ag [Presence] in Upper respiratory specimen by Rapid immunoassay | 97099-6 | Influenza virus A and B and SARS-CoV-2 (COVID-19) Ag panel - Upper respiratory specimen by Rapid immunoassay |  |  |  | WELLlife COVID-19 / Influenza A&B Home Test_Wondfo USA Co., Ltd | EUA | No Equipment | (NA) | Influenza virus B Ag | PrThr | Pt | Respiratory system specimen.upper | Ord | IA.rapid | 20240711 | 2.77
Wondfo USA Co., Ltd. | WELLlife COVID-19 / Influenza A&B Test | CoV (COVID-19) | anterior nasal swab (697989009^Anterior nares swab^SCT) | Positive (260373001^Detected^SCT) Negative (260415000^Not detected^SCT) Invalid (455371000124106^Invalid result^SCT) | 97097-0 | SARS-CoV-2 (COVID-19) Ag [Presence] in Upper respiratory specimen by Rapid immunoassay | 97099-6 | Influenza virus A and B and SARS-CoV-2 (COVID-19) Ag panel - Upper respiratory specimen by Rapid immunoassay |  |  |  | Wondfo USA Co., Ltd._WELLlife COVID-19 / Influenza A&B Test | EUA | No Equipment | (NA) | SARS coronavirus 2 Ag | PrThr | Pt | Respiratory system specimen.upper | Ord | IA.rapid | 20240516 | 2.77
Wondfo USA Co., Ltd. | WELLlife COVID-19 / Influenza A&B Test | F-A (Flu A) | anterior nasal swab (697989009^Anterior nares swab^SCT) | Positive (260373001^Detected^SCT) Negative (260415000^Not detected^SCT) Invalid (455371000124106^Invalid result^SCT) | 80382-5 | Influenza virus A Ag [Presence] in Upper respiratory specimen by Rapid immunoassay | 97099-6 | Influenza virus A and B and SARS-CoV-2 (COVID-19) Ag panel - Upper respiratory specimen by Rapid immunoassay |  |  |  | Wondfo USA Co., Ltd._WELLlife COVID-19 / Influenza A&B Test | EUA | No Equipment | (NA) | Influenza virus A Ag | PrThr | Pt | Respiratory system specimen.upper | Ord | IA.rapid | 20240516 | 2.77
Wondfo USA Co., Ltd. | WELLlife COVID-19 / Influenza A&B Test | F-B (Flu B) | anterior nasal swab (697989009^Anterior nares swab^SCT) | Positive (260373001^Detected^SCT) Negative (260415000^Not detected^SCT) Invalid (455371000124106^Invalid result^SCT) | 80383-3 | Influenza virus B Ag [Presence] in Upper respiratory specimen by Rapid immunoassay | 97099-6 | Influenza virus A and B and SARS-CoV-2 (COVID-19) Ag panel - Upper respiratory specimen by Rapid immunoassay |  |  |  | Wondfo USA Co., Ltd._WELLlife COVID-19 / Influenza A&B Test | EUA | No Equipment | (NA) | Influenza virus B Ag | PrThr | Pt | Respiratory system specimen.upper | Ord | IA.rapid | 20240516 | 2.77
Wren Laboratories LLC | LDT: Wren Laboratories COVID-19 PCR Test* | SARS-CoV-2 Result Interpretation | nasopharyngeal swabs (258500001^Nasopharyngeal swab^SCT) oropharyngeal (throat) swabs (258529004^Throat swab^SCT) anterior nasal swabs (697989009^Anterior nares swab^SCT) mid-turbinate nasal swabs (1293160008^Swab from middle region of inferior nasal meatus^SCT) nasopharyngeal washes/aspirates (258467004^Nasopharyngeal washings^SCT or 258411007^Nasopharyngeal aspirate^SCT) nasal aspirates (429931000124105^Nasal aspirate specimen^SCT) bronchoalveolar lavage (BAL) specimens (258607008^Bronchoalveolar lavage fluid sample^SCT) | SARS-CoV-2 Detected (260373001^Detected^SCT) SARS-CoV-2 Presumptive Positive (720735008^Presumptive positive^SCT) SARS-CoV-2 Not Detected (260415000^Not Detected^SCT) Invalid test (455371000124106^Invalid result^SCT or 125154007^Specimen unsatisfactory for evaluation^SCT) | 94500-6 | SARS-CoV-2 (COVID-19) RNA [Presence] in Respiratory specimen by NAA with probe detection | 94531-1 | SARS-CoV-2 (COVID-19) RNA panel - Respiratory specimen by NAA with probe detection | Testing is limited to Wren Laboratories located at 688 East Main Street, Branford, CT, 06405 |  |  | Wren Laboratories COVID-19 PCR TEST_Wren Laboratories LLC | EUA | ABI QuantStudio 7 Flex_Thermo Fisher | MNI | SARS coronavirus 2 RNA | PrThr | Pt | Respiratory | Ord | Probe.amp.tar | 20210811 | 2.68
Wren Laboratories LLC | LDT: Wren Laboratories COVID-19 PCR Test* | SARS-CoV-2 Result Interpretation | saliva specimens (258560004^Oral saliva sample^SCT) | SARS-CoV-2 Detected (260373001^Detected^SCT) SARS-CoV-2 Presumptive Positive (720735008^Presumptive positive^SCT) SARS-CoV-2 Not Detected (260415000^Not Detected^SCT) Invalid test (455371000124106^Invalid result^SCT or 125154007^Specimen unsatisfactory for evaluation^SCT) | 94845-5 | SARS-CoV-2 (COVID-19) RNA [Presence] in Saliva (oral fluid) by NAA with probe detection | 95826-4 | SARS-CoV-2 (COVID-19) RNA panel - Saliva (oral fluid) by NAA with probe detection | Testing is limited to Wren Laboratories located at 688 East Main Street, Branford, CT, 06405 |  |  | Wren Laboratories COVID-19 PCR TEST_Wren Laboratories LLC | EUA | ABI QuantStudio 7 Flex_Thermo Fisher | MNI | SARS coronavirus 2 RNA | PrThr | Pt | Saliva | Ord | Probe.amp.tar | 20210811 | 2.69
WREN Laboratories LLC | LDT: WREN Laboratories COVID-19 PCR Test DTC* | SARS-CoV-2 viral RNA | saliva specimens (258560004^Oral saliva sample^SCT) | Positive (260373001^Detected^SCT) Presumptive Positive (720735008^Presumptive positive^SCT) Negative (260415000^Not Detected^SCT) Invalid (455371000124106^Invalid result^SCT or 125154007^Specimen unsatisfactory for evaluation^SCT) | 94845-5 | SARS-CoV-2 (COVID-19) RNA [Presence] in Saliva (oral fluid) by NAA with probe detection | 95826-4 | SARS-CoV-2 (COVID-19) RNA panel - Saliva (oral fluid) by NAA with probe detection |  |  |  | WREN Laboratories COVID-19 PCR Test DTC_WREN Laboratories LLC | EUA | ABI QuantStudio 7 Flex_Thermo Fisher | MNI | SARS coronavirus 2 RNA | PrThr | Pt | Saliva | Ord | Probe.amp.tar | 20210623 | 2.69
Xiamen Biotime Biotechnology Co., Ltd. | Xiamen BIOTIME SARS-CoV-2 IgG/IgM Rapid Qualitative Test* | SARS-CoV-2 IgM | serum (119364003^Serum specimen^SCT) plasma (119361006^Plasma specimen^SCT) venous whole blood (122555007^Venous blood specimen^SCT) | Negative (260385009^Negative^SCT) Positive (10828004^Positive^SCT) Invalid (455371000124106^Invalid result^SCT or 125154007^Specimen unsatisfactory for evaluation^SCT) | 94508-9 | SARS-CoV-2 (COVID-19) IgM Ab [Presence] in Serum, Plasma or Blood by Rapid immunoassay | 94503-0 | SARS-CoV-2 (COVID-19) Ab panel - Serum, Plasma or Blood by Rapid immunoassay | This test is also distributed under the brand name: • Telepoint SARS-CoV-2 IgG/IgM Rapid Qualitative Test Expect to be reported together with the Rapid IA result for IgG. |  |  | BIOTIME SARS-CoV-2 IgG/IgM Rapid Qualitative Test_Xiamen Biotime Biotechnology Co., Ltd. | EUA | No Equipment | NA | SARS coronavirus 2 Ab.IgM | PrThr | Pt | Ser/Plas/Bld | Ord | IA.rapid | 20200728 | 2.68
Xiamen Biotime Biotechnology Co., Ltd. | Xiamen BIOTIME SARS-CoV-2 IgG/IgM Rapid Qualitative Test* | SARS-CoV-2 IgG | serum (119364003^Serum specimen^SCT) plasma (119361006^Plasma specimen^SCT) venous whole blood (122555007^Venous blood specimen^SCT) | Negative (260385009^Negative^SCT) Positive (10828004^Positive^SCT) Invalid (455371000124106^Invalid result^SCT or 125154007^Specimen unsatisfactory for evaluation^SCT) | 94507-1 | SARS-CoV-2 (COVID-19) IgG Ab [Presence] in Serum, Plasma or Blood by Rapid immunoassay | 94503-0 | SARS-CoV-2 (COVID-19) Ab panel - Serum, Plasma or Blood by Rapid immunoassay | This test is also distributed under the brand name: • Telepoint SARS-CoV-2 IgG/IgM Rapid Qualitative Test Expect to be reported together with the Rapid IA result for IgM. |  |  | BIOTIME SARS-CoV-2 IgG/IgM Rapid Qualitative Test_Xiamen Biotime Biotechnology Co., Ltd. | EUA | No Equipment | NA | SARS coronavirus 2 Ab.IgG | PrThr | Pt | Ser/Plas/Bld | Ord | IA.rapid | 20200728 | 2.68
Xiamen Boson Biotech Co., Ltd. | Rapid SARS-CoV-2 Antigen Test Card* | SARS-CoV-2 nucleocapsid protein antigen | anterior nasal (nares) swabs (697989009^Anterior nares swab^SCT) | Negative Result (260415000^Not Detected^SCT) Positive Result (260373001^Detected^SCT) Invalid Result (455371000124106^Invalid result^SCT or 125154007^Specimen unsatisfactory for evaluation^SCT) | 97097-0 | SARS-CoV-2 (COVID-19) Ag [Presence] in Upper respiratory specimen by Rapid immunoassay | 97097-0 | SARS-CoV-2 (COVID-19) Ag [Presence] in Upper respiratory specimen by Rapid immunoassay |  |  |  | Rapid SARS-CoV-2 Antigen Test Card_Xiamen Boson Biotech Co., Ltd. | EUA | No Equipment | NA | SARS coronavirus 2 Ag | PrThr | Pt | Respiratory | Ord | IA.rapid | 20220420 | 2.69
Xiamen Zeesan Biotech Co., Ltd. | SARS-CoV-2 Test Kit (Real-time PCR)* | SARS-CoV-2 Result Interpretation | nasopharyngeal swabs (258500001^Nasopharyngeal swab^SCT) oropharyngeal swabs (258529004^Throat swab^SCT) anterior nasal swabs (697989009^Anterior nares swab^SCT) mid-turbinate nasal swabs (1293160008^Swab from middle region of inferior nasal meatus^SCT) nasopharyngeal washes/aspirates (258467004^Nasopharyngeal washings^SCT or 258411007^Nasopharyngeal aspirate^SCT) nasal aspirates (429931000124105^Nasal aspirate specimen^SCT) bronchoalveolar lavage (BAL) specimens (258607008^Bronchoalveolar lavage fluid sample^SCT) | SARS-CoV-2 positive (260373001^Detected^SCT) SARS-CoV-2 presumptive positive (720735008^Presumptive positive^SCT) SARS-CoV-2 negative (260415000^Not Detected^SCT) Invalid (455371000124106^Invalid result^SCT or 125154007^Specimen unsatisfactory for evaluation^SCT) | 94500-6 | SARS-CoV-2 (COVID-19) RNA [Presence] in Respiratory specimen by NAA with probe detection | 94531-1 | SARS-CoV-2 (COVID-19) RNA panel - Respiratory specimen by NAA with probe detection |  |  |  | SARS-CoV-2 Test Kit (Real-time PCR)_Xiamen Zeesan Biotech Co., Ltd. | EUA | ABI QuantStudio 3 Real-Time PCR_Thermo Fisher | MNI | SARS coronavirus 2 RNA | PrThr | Pt | Respiratory | Ord | Probe.amp.tar | 20201118 | 2.68
Xiamen Zeesan Biotech Co., Ltd. | SARS-CoV-2 Test Kit (Real-time PCR)* | SARS-CoV-2 Result Interpretation | nasopharyngeal swabs (258500001^Nasopharyngeal swab^SCT) oropharyngeal swabs (258529004^Throat swab^SCT) anterior nasal swabs (697989009^Anterior nares swab^SCT) mid-turbinate nasal swabs (1293160008^Swab from middle region of inferior nasal meatus^SCT) nasopharyngeal washes/aspirates (258467004^Nasopharyngeal washings^SCT or 258411007^Nasopharyngeal aspirate^SCT) nasal aspirates (429931000124105^Nasal aspirate specimen^SCT) bronchoalveolar lavage (BAL) specimens (258607008^Bronchoalveolar lavage fluid sample^SCT) | SARS-CoV-2 positive (260373001^Detected^SCT) SARS-CoV-2 presumptive positive (720735008^Presumptive positive^SCT) SARS-CoV-2 negative (260415000^Not Detected^SCT) Invalid (455371000124106^Invalid result^SCT or 125154007^Specimen unsatisfactory for evaluation^SCT) | 94500-6 | SARS-CoV-2 (COVID-19) RNA [Presence] in Respiratory specimen by NAA with probe detection | 94531-1 | SARS-CoV-2 (COVID-19) RNA panel - Respiratory specimen by NAA with probe detection |  |  |  | SARS-CoV-2 Test Kit (Real-time PCR)_Xiamen Zeesan Biotech Co., Ltd. | EUA | CFX96 Real-Time PCR System_BioRad | MNI | SARS coronavirus 2 RNA | PrThr | Pt | Respiratory | Ord | Probe.amp.tar | 20201118 | 2.68
Xtrava Health | SPERA COVID-19 Ag Test* | SARS-CoV-2 nucleocapsid protein antigen | anterior nasal (697989009^Anterior nares swab^SCT) | Positive result (260373001^Detected^SCT) Negative result (260415000^Not Detected^SCT) Invalid result (455371000124106^Invalid result^SCT or 125154007^Specimen unsatisfactory for evaluation^SCT) | 97097-0 | SARS-CoV-2 (COVID-19) Ag [Presence] in Upper respiratory specimen by Rapid immunoassay | 97097-0 | SARS-CoV-2 (COVID-19) Ag [Presence] in Upper respiratory specimen by Rapid immunoassay |  |  |  | SPERA COVID-19 Ag Test_Xtrava Health | EUA | No Equipment | NA | SARS coronavirus 2 Ag | PrThr | Pt | Respiratory.upper | Ord | IA.rapid | 20211027 | 2.70
Yale New Haven Hospital, Clinical Virology Laboratory | LDT: SARS-CoV-2 PCR test* | SARS-CoV-2 Report | nasopharyngeal swabs (258500001^Nasopharyngeal swab^SCT) nasal swabs (445297001^Swab of internal nose^SCT) mid-turbinate nasal swab (1293160008^Swab from middle region of inferior nasal meatus^SCT) BAL (258607008^Bronchoalveolar lavage fluid sample^SCT) oropharyngeal swabs (258529004^Throat swab^SCT) sputum(119334006^Sputum specimen^SCT) | Positive2019-NCoV(260373001^Detected^SCT) Not detected (260415000^Not detected^SCT) Inconclusive (419984006^Inconclusive^SCT) Invalid (455371000124106^Invalid result^SCT or 125154007^Specimen unsatisfactory for evaluation^SCT) | 94533-7 | SARS coronavirus 2 N gene [Presence] in Respiratory specimen by NAA with probe detection | 94533-7 | SARS coronavirus 2 N gene [Presence] in Respiratory specimen by NAA with probe detection |  |  |  | SARS-CoV-2 PCR test_Yale New Haven Hospital, Clinical Virology Laboratory | EUA | ABI QuantStudio 6 Flex_Thermo Fisher | MNI | SARS coronavirus 2 N gene | PrThr | Pt | Respiratory | Ord | Probe.amp.tar | 20200519 | 2.68
Yale School of Public Health, Department of Epidemiology of Microbial Diseases | LDT: SalivaDirect* | SARS-CoV-2 Result Interpretation | saliva (258560004^Oral saliva sample^SCT) | Positive (260373001^Detected^SCT) Negative (260415000^Not Detected^SCT) Invalid (455371000124106^Invalid result^SCT or 125154007^Specimen unsatisfactory for evaluation^SCT) | 96448-6 | SARS-CoV-2 (COVID-19) N gene [Presence] in Saliva (oral fluid) by Nucleic acid amplification using CDC primer-probe set N1 | 96448-6 | SARS-CoV-2 (COVID-19) N gene [Presence] in Saliva (oral fluid) by Nucleic acid amplification using CDC primer-probe set N1 | Testing is limited to laboratories designated by the Yale School of Public Health, Department of Epidemiology of Microbial Diseases, that includes the Clinical Molecular Diagnostics Laboratory, Department of Pathology, Yale School of Medicine, located at 310 Cedar St., New Haven, CT 06510 |  |  | SalivaDirect_Yale School of Public Health, Department of Epidemiology of Microbial Diseases | EUA | CFX96 Touch Real-Time PCR System_BioRad | MNI | SARS coronavirus 2 N gene | PrThr | Pt | Saliva | Ord | Probe.amp.tar.CDC primer-probe set N1 | 20210331 | 2.69
Yale School of Public Health, Department of Epidemiology of Microbial Diseases | LDT: SalivaDirect* | SARS-CoV-2 Result Interpretation | saliva (258560004^Oral saliva sample^SCT) | Positive (260373001^Detected^SCT) Negative (260415000^Not Detected^SCT) Invalid (455371000124106^Invalid result^SCT or 125154007^Specimen unsatisfactory for evaluation^SCT) | 96448-6 | SARS-CoV-2 (COVID-19) N gene [Presence] in Saliva (oral fluid) by Nucleic acid amplification using CDC primer-probe set N1 | 96448-6 | SARS-CoV-2 (COVID-19) N gene [Presence] in Saliva (oral fluid) by Nucleic acid amplification using CDC primer-probe set N1 | Testing is limited to laboratories designated by the Yale School of Public Health, Department of Epidemiology of Microbial Diseases, that includes the Clinical Molecular Diagnostics Laboratory, Department of Pathology, Yale School of Medicine, located at 310 Cedar St., New Haven, CT 06510 |  |  | SalivaDirect_Yale School of Public Health, Department of Epidemiology of Microbial Diseases | EUA | CFX384 Touch Real-Time PCR_BioRad | MNI | SARS coronavirus 2 N gene | PrThr | Pt | Saliva | Ord | Probe.amp.tar.CDC primer-probe set N1 | 20210331 | 2.69
Yale School of Public Health, Department of Epidemiology of Microbial Diseases | LDT: SalivaDirect* | SARS-CoV-2 Result Interpretation | saliva (258560004^Oral saliva sample^SCT) | Positive (260373001^Detected^SCT) Negative (260415000^Not Detected^SCT) Invalid (455371000124106^Invalid result^SCT or 125154007^Specimen unsatisfactory for evaluation^SCT) | 96448-6 | SARS-CoV-2 (COVID-19) N gene [Presence] in Saliva (oral fluid) by Nucleic acid amplification using CDC primer-probe set N1 | 96448-6 | SARS-CoV-2 (COVID-19) N gene [Presence] in Saliva (oral fluid) by Nucleic acid amplification using CDC primer-probe set N1 | Testing is limited to laboratories designated by the Yale School of Public Health, Department of Epidemiology of Microbial Diseases, that includes the Clinical Molecular Diagnostics Laboratory, Department of Pathology, Yale School of Medicine, located at 310 Cedar St., New Haven, CT 06510 |  |  | SalivaDirect_Yale School of Public Health, Department of Epidemiology of Microbial Diseases | EUA | 10190302015592 | DII | SARS coronavirus 2 N gene | PrThr | Pt | Saliva | Ord | Probe.amp.tar.CDC primer-probe set N1 | 20210331 | 2.69
Yale School of Public Health, Department of Epidemiology of Microbial Diseases | LDT: SalivaDirect* | SARS-CoV-2 Result Interpretation | saliva (258560004^Oral saliva sample^SCT) | Positive (260373001^Detected^SCT) Negative (260415000^Not Detected^SCT) Invalid (455371000124106^Invalid result^SCT or 125154007^Specimen unsatisfactory for evaluation^SCT) | 96448-6 | SARS-CoV-2 (COVID-19) N gene [Presence] in Saliva (oral fluid) by Nucleic acid amplification using CDC primer-probe set N1 | 96448-6 | SARS-CoV-2 (COVID-19) N gene [Presence] in Saliva (oral fluid) by Nucleic acid amplification using CDC primer-probe set N1 | Testing is limited to laboratories designated by the Yale School of Public Health, Department of Epidemiology of Microbial Diseases, that includes the Clinical Molecular Diagnostics Laboratory, Department of Pathology, Yale School of Medicine, located at 310 Cedar St., New Haven, CT 06510 |  |  | SalivaDirect_Yale School of Public Health, Department of Epidemiology of Microbial Diseases | EUA | ABI QuantStudio 6 Flex_Thermo Fisher | MNI | SARS coronavirus 2 N gene | PrThr | Pt | Saliva | Ord | Probe.amp.tar.CDC primer-probe set N1 | 20210331 | 2.69
Yale School of Public Health, Department of Epidemiology of Microbial Diseases | LDT: SalivaDirect* | SARS-CoV-2 Result Interpretation | saliva (258560004^Oral saliva sample^SCT) | Positive (260373001^Detected^SCT) Negative (260415000^Not Detected^SCT) Invalid (455371000124106^Invalid result^SCT or 125154007^Specimen unsatisfactory for evaluation^SCT) | 96448-6 | SARS-CoV-2 (COVID-19) N gene [Presence] in Saliva (oral fluid) by Nucleic acid amplification using CDC primer-probe set N1 | 96448-6 | SARS-CoV-2 (COVID-19) N gene [Presence] in Saliva (oral fluid) by Nucleic acid amplification using CDC primer-probe set N1 | Testing is limited to laboratories designated by the Yale School of Public Health, Department of Epidemiology of Microbial Diseases, that includes the Clinical Molecular Diagnostics Laboratory, Department of Pathology, Yale School of Medicine, located at 310 Cedar St., New Haven, CT 06510 |  |  | SalivaDirect_Yale School of Public Health, Department of Epidemiology of Microbial Diseases | EUA | 10190302000222 | DII | SARS coronavirus 2 N gene | PrThr | Pt | Saliva | Ord | Probe.amp.tar.CDC primer-probe set N1 | 20210331 | 2.69
Yale School of Public Health, Department of Epidemiology of Microbial Diseases | LDT: SalivaDirect* | SARS-CoV-2 Result Interpretation | saliva (258560004^Oral saliva sample^SCT) | Positive (260373001^Detected^SCT) Negative (260415000^Not Detected^SCT) Invalid (455371000124106^Invalid result^SCT or 125154007^Specimen unsatisfactory for evaluation^SCT) | 96448-6 | SARS-CoV-2 (COVID-19) N gene [Presence] in Saliva (oral fluid) by Nucleic acid amplification using CDC primer-probe set N1 | 96448-6 | SARS-CoV-2 (COVID-19) N gene [Presence] in Saliva (oral fluid) by Nucleic acid amplification using CDC primer-probe set N1 | Testing is limited to laboratories designated by the Yale School of Public Health, Department of Epidemiology of Microbial Diseases, that includes the Clinical Molecular Diagnostics Laboratory, Department of Pathology, Yale School of Medicine, located at 310 Cedar St., New Haven, CT 06510 |  |  | SalivaDirect_Yale School of Public Health, Department of Epidemiology of Microbial Diseases | EUA | ABI 7500 FAST Real-Time PCR_Thermo Fisher | MNI | SARS coronavirus 2 N gene | PrThr | Pt | Saliva | Ord | Probe.amp.tar.CDC primer-probe set N1 | 20210331 | 2.69
Yale School of Public Health, Department of Epidemiology of Microbial Diseases | LDT: SalivaDirect* | SARS-CoV-2 Result Interpretation | saliva (258560004^Oral saliva sample^SCT) | Positive (260373001^Detected^SCT) Negative (260415000^Not Detected^SCT) Invalid (455371000124106^Invalid result^SCT or 125154007^Specimen unsatisfactory for evaluation^SCT) | 96448-6 | SARS-CoV-2 (COVID-19) N gene [Presence] in Saliva (oral fluid) by Nucleic acid amplification using CDC primer-probe set N1 | 96448-6 | SARS-CoV-2 (COVID-19) N gene [Presence] in Saliva (oral fluid) by Nucleic acid amplification using CDC primer-probe set N1 | Testing is limited to laboratories designated by the Yale School of Public Health, Department of Epidemiology of Microbial Diseases, that includes the Clinical Molecular Diagnostics Laboratory, Department of Pathology, Yale School of Medicine, located at 310 Cedar St., New Haven, CT 06510 |  |  | SalivaDirect_Yale School of Public Health, Department of Epidemiology of Microbial Diseases | EUA | ABI QuantStudio 7 Pro_Thermo Fisher | MNI | SARS coronavirus 2 N gene | PrThr | Pt | Saliva | Ord | Probe.amp.tar.CDC primer-probe set N1 | 20210331 | 2.69
Yale School of Public Health, Department of Epidemiology of Microbial Diseases | LDT: SalivaDirect* | SARS-CoV-2 Result Interpretation | saliva (258560004^Oral saliva sample^SCT) | Positive (260373001^Detected^SCT) Negative (260415000^Not Detected^SCT) Invalid (455371000124106^Invalid result^SCT or 125154007^Specimen unsatisfactory for evaluation^SCT) | 96448-6 | SARS-CoV-2 (COVID-19) N gene [Presence] in Saliva (oral fluid) by Nucleic acid amplification using CDC primer-probe set N1 | 96448-6 | SARS-CoV-2 (COVID-19) N gene [Presence] in Saliva (oral fluid) by Nucleic acid amplification using CDC primer-probe set N1 | Testing is limited to laboratories designated by the Yale School of Public Health, Department of Epidemiology of Microbial Diseases, that includes the Clinical Molecular Diagnostics Laboratory, Department of Pathology, Yale School of Medicine, located at 310 Cedar St., New Haven, CT 06510 |  |  | SalivaDirect_Yale School of Public Health, Department of Epidemiology of Microbial Diseases | EUA | ABI QuantStudio 7 Flex_Thermo Fisher | MNI | SARS coronavirus 2 N gene | PrThr | Pt | Saliva | Ord | Probe.amp.tar.CDC primer-probe set N1 | 20210331 | 2.69
Yale School of Public Health, Department of Epidemiology of Microbial Diseases | LDT: SalivaDirect* | SARS-CoV-2 Result Interpretation | saliva (258560004^Oral saliva sample^SCT) | Positive (260373001^Detected^SCT) Negative (260415000^Not Detected^SCT) Invalid (455371000124106^Invalid result^SCT or 125154007^Specimen unsatisfactory for evaluation^SCT) | 96448-6 | SARS-CoV-2 (COVID-19) N gene [Presence] in Saliva (oral fluid) by Nucleic acid amplification using CDC primer-probe set N1 | 96448-6 | SARS-CoV-2 (COVID-19) N gene [Presence] in Saliva (oral fluid) by Nucleic acid amplification using CDC primer-probe set N1 | Testing is limited to laboratories designated by the Yale School of Public Health, Department of Epidemiology of Microbial Diseases, that includes the Clinical Molecular Diagnostics Laboratory, Department of Pathology, Yale School of Medicine, located at 310 Cedar St., New Haven, CT 06510 |  |  | SalivaDirect_Yale School of Public Health, Department of Epidemiology of Microbial Diseases | EUA | ABI QuantStudio 12K Flex_Thermo Fisher | MNI | SARS coronavirus 2 N gene | PrThr | Pt | Saliva | Ord | Probe.amp.tar.CDC primer-probe set N1 | 20210331 | 2.69
Yale School of Public Health, Department of Epidemiology of Microbial Diseases | LDT: SalivaDirect* | SARS-CoV-2 Result Interpretation | saliva (258560004^Oral saliva sample^SCT) | Positive (260373001^Detected^SCT) Negative (260415000^Not Detected^SCT) Inconclusive (419984006^Inconclusive^SCT) Invalid (455371000124106^Invalid result^SCT or 125154007^Specimen unsatisfactory for evaluation^SCT) | 96448-6 | SARS-CoV-2 (COVID-19) N gene [Presence] in Saliva (oral fluid) by Nucleic acid amplification using CDC primer-probe set N1 | 96448-6 | SARS-CoV-2 (COVID-19) N gene [Presence] in Saliva (oral fluid) by Nucleic acid amplification using CDC primer-probe set N1 | Testing is limited to laboratories designated by the Yale School of Public Health, Department of Epidemiology of Microbial Diseases, that includes the Clinical Molecular Diagnostics Laboratory, Department of Pathology, Yale School of Medicine, located at 310 Cedar St., New Haven, CT 06510 |  |  | SalivaDirect_Yale School of Public Health, Department of Epidemiology of Microbial Diseases | EUA | Aria Mx_Agilent Technologies | MNI | SARS coronavirus 2 N gene | PrThr | Pt | Saliva | Ord | Probe.amp.tar.CDC primer-probe set N1 | 20210929 | 2.69
Yale School of Public Health, Department of Epidemiology of Microbial Diseases | LDT: SalivaDirect* | SARS-CoV-2 Result Interpretation | saliva (258560004^Oral saliva sample^SCT) | Positive (260373001^Detected^SCT) Negative (260415000^Not Detected^SCT) Inconclusive (419984006^Inconclusive^SCT) Invalid (455371000124106^Invalid result^SCT or 125154007^Specimen unsatisfactory for evaluation^SCT) | 96448-6 | SARS-CoV-2 (COVID-19) N gene [Presence] in Saliva (oral fluid) by Nucleic acid amplification using CDC primer-probe set N1 | 96448-6 | SARS-CoV-2 (COVID-19) N gene [Presence] in Saliva (oral fluid) by Nucleic acid amplification using CDC primer-probe set N1 | Testing is limited to laboratories designated by the Yale School of Public Health, Department of Epidemiology of Microbial Diseases, that includes the Clinical Molecular Diagnostics Laboratory, Department of Pathology, Yale School of Medicine, located at 310 Cedar St., New Haven, CT 06510 |  |  | SalivaDirect_Yale School of Public Health, Department of Epidemiology of Microbial Diseases | EUA | cobas z 480 Instrument_Roche | MNI | SARS coronavirus 2 N gene | PrThr | Pt | Saliva | Ord | Probe.amp.tar.CDC primer-probe set N1 | 20210929 | 2.69
Yale School of Public Health, Department of Epidemiology of Microbial Diseases | LDT: SalivaDirect* | SARS-CoV-2 Result Interpretation | saliva (258560004^Oral saliva sample^SCT) | Positive (260373001^Detected^SCT) Negative (260415000^Not Detected^SCT) Invalid (455371000124106^Invalid result^SCT or 125154007^Specimen unsatisfactory for evaluation^SCT) | 96448-6 | SARS-CoV-2 (COVID-19) N gene [Presence] in Saliva (oral fluid) by Nucleic acid amplification using CDC primer-probe set N1 | 96448-6 | SARS-CoV-2 (COVID-19) N gene [Presence] in Saliva (oral fluid) by Nucleic acid amplification using CDC primer-probe set N1 | Testing is limited to laboratories designated by the Yale School of Public Health, Department of Epidemiology of Microbial Diseases, that includes the Clinical Molecular Diagnostics Laboratory, Department of Pathology, Yale School of Medicine, located at 310 Cedar St., New Haven, CT 06510 |  |  | SalivaDirect_Yale School of Public Health, Department of Epidemiology of Microbial Diseases | EUA | ABI StepOne Real-Time PCR_Thermo Fisher | MNI | SARS coronavirus 2 N gene | PrThr | Pt | Saliva | Ord | Probe.amp.tar.CDC primer-probe set N1 | 20210929 | 2.69
Yale School of Public Health, Department of Epidemiology of Microbial Diseases | LDT: SalivaDirect* | SARS-CoV-2 Result Interpretation | saliva (258560004^Oral saliva sample^SCT) | Positive (260373001^Detected^SCT) Negative (260415000^Not Detected^SCT) Invalid (455371000124106^Invalid result^SCT or 125154007^Specimen unsatisfactory for evaluation^SCT) | 96448-6 | SARS-CoV-2 (COVID-19) N gene [Presence] in Saliva (oral fluid) by Nucleic acid amplification using CDC primer-probe set N1 | 96448-6 | SARS-CoV-2 (COVID-19) N gene [Presence] in Saliva (oral fluid) by Nucleic acid amplification using CDC primer-probe set N1 | Testing is limited to laboratories designated by the Yale School of Public Health, Department of Epidemiology of Microbial Diseases, that includes the Clinical Molecular Diagnostics Laboratory, Department of Pathology, Yale School of Medicine, located at 310 Cedar St., New Haven, CT 06510 |  |  | SalivaDirect_Yale School of Public Health, Department of Epidemiology of Microbial Diseases | EUA | ABI PRISM 7000 Detection System_Thermo Fisher | MNI | SARS coronavirus 2 N gene | PrThr | Pt | Saliva | Ord | Probe.amp.tar.CDC primer-probe set N1 | 20210929 | 2.69
Yale School of Public Health, Department of Epidemiology of Microbial Diseases | LDT: SalivaDirect* | SARS-CoV-2 Result Interpretation | saliva (258560004^Oral saliva sample^SCT) | Positive (260373001^Detected^SCT) Negative (260415000^Not Detected^SCT) Invalid (455371000124106^Invalid result^SCT or 125154007^Specimen unsatisfactory for evaluation^SCT) | 96448-6 | SARS-CoV-2 (COVID-19) N gene [Presence] in Saliva (oral fluid) by Nucleic acid amplification using CDC primer-probe set N1 | 96448-6 | SARS-CoV-2 (COVID-19) N gene [Presence] in Saliva (oral fluid) by Nucleic acid amplification using CDC primer-probe set N1 | Testing is limited to laboratories designated by the Yale School of Public Health, Department of Epidemiology of Microbial Diseases, that includes the Clinical Molecular Diagnostics Laboratory, Department of Pathology, Yale School of Medicine, located at 310 Cedar St., New Haven, CT 06510 |  |  | SalivaDirect_Yale School of Public Health, Department of Epidemiology of Microbial Diseases | EUA | ABI QuantStudio Dx_Thermo Fisher | MNI | SARS coronavirus 2 N gene | PrThr | Pt | Saliva | Ord | Probe.amp.tar.CDC primer-probe set N1 | 20210929 | 2.69
Yale School of Public Health, Department of Epidemiology of Microbial Diseases | LDT: SalivaDirect* | SARS-CoV-2 Result Interpretation | saliva (258560004^Oral saliva sample^SCT) | Positive (260373001^Detected^SCT) Negative (260415000^Not Detected^SCT) Invalid (455371000124106^Invalid result^SCT or 125154007^Specimen unsatisfactory for evaluation^SCT) | 96448-6 | SARS-CoV-2 (COVID-19) N gene [Presence] in Saliva (oral fluid) by Nucleic acid amplification using CDC primer-probe set N1 | 96448-6 | SARS-CoV-2 (COVID-19) N gene [Presence] in Saliva (oral fluid) by Nucleic acid amplification using CDC primer-probe set N1 | Testing is limited to laboratories designated by the Yale School of Public Health, Department of Epidemiology of Microbial Diseases, that includes the Clinical Molecular Diagnostics Laboratory, Department of Pathology, Yale School of Medicine, located at 310 Cedar St., New Haven, CT 06510 |  |  | SalivaDirect_Yale School of Public Health, Department of Epidemiology of Microbial Diseases | EUA | Liberty16 mobile real time PCR_Ubiquitome | MNI | SARS coronavirus 2 N gene | PrThr | Pt | Saliva | Ord | Probe.amp.tar.CDC primer-probe set N1 | 20210929 | 2.69
Yale School of Public Health, Department of Epidemiology of Microbial Diseases | LDT: SalivaDirect* | SARS-CoV-2 Result Interpretation | saliva (258560004^Oral saliva sample^SCT) | Positive (260373001^Detected^SCT) Negative (260415000^Not Detected^SCT) Invalid (455371000124106^Invalid result^SCT or 125154007^Specimen unsatisfactory for evaluation^SCT) | 96448-6 | SARS-CoV-2 (COVID-19) N gene [Presence] in Saliva (oral fluid) by Nucleic acid amplification using CDC primer-probe set N1 | 96448-6 | SARS-CoV-2 (COVID-19) N gene [Presence] in Saliva (oral fluid) by Nucleic acid amplification using CDC primer-probe set N1 | Testing is limited to laboratories designated by the Yale School of Public Health, Department of Epidemiology of Microbial Diseases, that includes the Clinical Molecular Diagnostics Laboratory, Department of Pathology, Yale School of Medicine, located at 310 Cedar St., New Haven, CT 06510 |  |  | SalivaDirect_Yale School of Public Health, Department of Epidemiology of Microbial Diseases | EUA | qTower3_Analytik Jena GmbH | MNI | SARS coronavirus 2 N gene | PrThr | Pt | Saliva | Ord | Probe.amp.tar.CDC primer-probe set N1 | 20210929 | 2.69
Yale School of Public Health, Department of Epidemiology of Microbial Diseases | LDT: SalivaDirect* | SARS-CoV-2 Result Interpretation | saliva (258560004^Oral saliva sample^SCT) | Positive (260373001^Detected^SCT) Negative (260415000^Not Detected^SCT) Invalid (455371000124106^Invalid result^SCT or 125154007^Specimen unsatisfactory for evaluation^SCT) | 96448-6 | SARS-CoV-2 (COVID-19) N gene [Presence] in Saliva (oral fluid) by Nucleic acid amplification using CDC primer-probe set N1 | 96448-6 | SARS-CoV-2 (COVID-19) N gene [Presence] in Saliva (oral fluid) by Nucleic acid amplification using CDC primer-probe set N1 | Testing is limited to laboratories designated by the Yale School of Public Health, Department of Epidemiology of Microbial Diseases, that includes the Clinical Molecular Diagnostics Laboratory, Department of Pathology, Yale School of Medicine, located at 310 Cedar St., New Haven, CT 06510 |  |  | SalivaDirect_Yale School of Public Health, Department of Epidemiology of Microbial Diseases | EUA | XDive Superfast Real-Time PCR System_OnsiteGene | MNI | SARS coronavirus 2 N gene | PrThr | Pt | Saliva | Ord | Probe.amp.tar.CDC primer-probe set N1 | 20230426 | 2.69
Yale School of Public Health, Department of Epidemiology of Microbial Diseases | LDT: SalivaDirect* | SARS-CoV-2 Result Interpretation | saliva (258560004^Oral saliva sample^SCT) | Positive (260373001^Detected^SCT) Negative (260415000^Not Detected^SCT) Invalid (455371000124106^Invalid result^SCT or 125154007^Specimen unsatisfactory for evaluation^SCT) | 96448-6 | SARS-CoV-2 (COVID-19) N gene [Presence] in Saliva (oral fluid) by Nucleic acid amplification using CDC primer-probe set N1 | 96448-6 | SARS-CoV-2 (COVID-19) N gene [Presence] in Saliva (oral fluid) by Nucleic acid amplification using CDC primer-probe set N1 | Testing is limited to laboratories designated by the Yale School of Public Health, Department of Epidemiology of Microbial Diseases, that includes the Clinical Molecular Diagnostics Laboratory, Department of Pathology, Yale School of Medicine, located at 310 Cedar St., New Haven, CT 06510 |  |  | SalivaDirect_Yale School of Public Health, Department of Epidemiology of Microbial Diseases | EUA | Mic PCR cycler_Bio Molecular Systems | MNI | SARS coronavirus 2 N gene | PrThr | Pt | Saliva | Ord | Probe.amp.tar.CDC primer-probe set N1 | 20230426 | 2.69
Yale School of Public Health, Department of Epidemiology of Microbial Diseases | LDT: SalivaDirect* | SARS-CoV-2 Result Interpretation | saliva (258560004^Oral saliva sample^SCT) | Positive (260373001^Detected^SCT) Negative (260415000^Not Detected^SCT) Invalid (455371000124106^Invalid result^SCT or 125154007^Specimen unsatisfactory for evaluation^SCT) | 96448-6 | SARS-CoV-2 (COVID-19) N gene [Presence] in Saliva (oral fluid) by Nucleic acid amplification using CDC primer-probe set N1 | 96448-6 | SARS-CoV-2 (COVID-19) N gene [Presence] in Saliva (oral fluid) by Nucleic acid amplification using CDC primer-probe set N1 | Testing is limited to laboratories designated by the Yale School of Public Health, Department of Epidemiology of Microbial Diseases, that includes the Clinical Molecular Diagnostics Laboratory, Department of Pathology, Yale School of Medicine, located at 310 Cedar St., New Haven, CT 06510 |  |  | SalivaDirect_Yale School of Public Health, Department of Epidemiology of Microbial Diseases | EUA | CFX Opus 96_BioRad | MNI | SARS coronavirus 2 N gene | PrThr | Pt | Saliva | Ord | Probe.amp.tar.CDC primer-probe set N1 | 20230426 | 2.69
Yale School of Public Health, Department of Epidemiology of Microbial Diseases | LDT: SalivaDirect for use with DTC Kits* | 2019-nCoV_N1 | saliva specimens (258560004^Oral saliva sample^SCT) | Positive (260373001^Detected^SCT) Negative (260415000^Not Detected^SCT) Invalid (455371000124106^Invalid result^SCT or 125154007^Specimen unsatisfactory for evaluation^SCT) | 96448-6 | SARS-CoV-2 (COVID-19) N gene [Presence] in Saliva (oral fluid) by Nucleic acid amplification using CDC primer-probe set N1 | 96448-6 | SARS-CoV-2 (COVID-19) N gene [Presence] in Saliva (oral fluid) by Nucleic acid amplification using CDC primer-probe set N1 | Testing is limited to laboratories designated by the Yale School of Public Health, Department of Epidemiology of Microbial Diseases, that includes the Clinical Molecular Diagnostics Laboratory, Department of Pathology, Yale School of Medicine, located at 310 Cedar St., New Haven, CT 06510, that are also certified under the Clinical Laboratory Improvement Amendments of 1988 (CLIA), 42 U.S.C. §263a and meet the requirements to perform high complexity tests. |  |  | SalivaDirect for use with DTC Kits_Yale School of Public Health, Department of Epidemiology of Microbial Diseases | EUA | CFX96 Touch Real-Time PCR System_BioRad | MNI | SARS coronavirus 2 N gene | PrThr | Pt | Respiratory | Ord | Probe.amp.tar.CDC primer-probe set N1 | 20211027 | 2.69
Yale School of Public Health, Department of Epidemiology of Microbial Diseases | LDT: SalivaDirect for use with DTC Kits* | 2019-nCoV_N1 | saliva specimens (258560004^Oral saliva sample^SCT) | Positive (260373001^Detected^SCT) Negative (260415000^Not Detected^SCT) Inconclusive (419984006^Inconclusive^SCT) Invalid (455371000124106^Invalid result^SCT or 125154007^Specimen unsatisfactory for evaluation^SCT) | 96448-6 | SARS-CoV-2 (COVID-19) N gene [Presence] in Saliva (oral fluid) by Nucleic acid amplification using CDC primer-probe set N1 | 96448-6 | SARS-CoV-2 (COVID-19) N gene [Presence] in Saliva (oral fluid) by Nucleic acid amplification using CDC primer-probe set N1 | Testing is limited to laboratories designated by the Yale School of Public Health, Department of Epidemiology of Microbial Diseases, that includes the Clinical Molecular Diagnostics Laboratory, Department of Pathology, Yale School of Medicine, located at 310 Cedar St., New Haven, CT 06510, that are also certified under the Clinical Laboratory Improvement Amendments of 1988 (CLIA), 42 U.S.C. §263a and meet the requirements to perform high complexity tests. |  |  | SalivaDirect for use with DTC Kits_Yale School of Public Health, Department of Epidemiology of Microbial Diseases | EUA | cobas z 480 Instrument_Roche | MNI | SARS coronavirus 2 N gene | PrThr | Pt | Respiratory | Ord | Probe.amp.tar.CDC primer-probe set N1 | 20211027 | 2.69
Yale School of Public Health, Department of Epidemiology of Microbial Diseases | LDT: SalivaDirect for use with DTC Kits* | 2019-nCoV_N1 | saliva specimens (258560004^Oral saliva sample^SCT) | Positive (260373001^Detected^SCT) Negative (260415000^Not Detected^SCT) Inconclusive (419984006^Inconclusive^SCT) Invalid (455371000124106^Invalid result^SCT or 125154007^Specimen unsatisfactory for evaluation^SCT) | 96448-6 | SARS-CoV-2 (COVID-19) N gene [Presence] in Saliva (oral fluid) by Nucleic acid amplification using CDC primer-probe set N1 | 96448-6 | SARS-CoV-2 (COVID-19) N gene [Presence] in Saliva (oral fluid) by Nucleic acid amplification using CDC primer-probe set N1 | Testing is limited to laboratories designated by the Yale School of Public Health, Department of Epidemiology of Microbial Diseases, that includes the Clinical Molecular Diagnostics Laboratory, Department of Pathology, Yale School of Medicine, located at 310 Cedar St., New Haven, CT 06510, that are also certified under the Clinical Laboratory Improvement Amendments of 1988 (CLIA), 42 U.S.C. §263a and meet the requirements to perform high complexity tests. |  |  | SalivaDirect for use with DTC Kits_Yale School of Public Health, Department of Epidemiology of Microbial Diseases | EUA | Aria Mx_Agilent Technologies | MNI | SARS coronavirus 2 N gene | PrThr | Pt | Respiratory | Ord | Probe.amp.tar.CDC primer-probe set N1 | 20211027 | 2.69
Yale School of Public Health, Department of Epidemiology of Microbial Diseases | LDT: SalivaDirect for use with DTC Kits* | 2019-nCoV_N1 | saliva specimens (258560004^Oral saliva sample^SCT) | Positive (260373001^Detected^SCT) Negative (260415000^Not Detected^SCT) Invalid (455371000124106^Invalid result^SCT or 125154007^Specimen unsatisfactory for evaluation^SCT) | 96448-6 | SARS-CoV-2 (COVID-19) N gene [Presence] in Saliva (oral fluid) by Nucleic acid amplification using CDC primer-probe set N1 | 96448-6 | SARS-CoV-2 (COVID-19) N gene [Presence] in Saliva (oral fluid) by Nucleic acid amplification using CDC primer-probe set N1 | Testing is limited to laboratories designated by the Yale School of Public Health, Department of Epidemiology of Microbial Diseases, that includes the Clinical Molecular Diagnostics Laboratory, Department of Pathology, Yale School of Medicine, located at 310 Cedar St., New Haven, CT 06510, that are also certified under the Clinical Laboratory Improvement Amendments of 1988 (CLIA), 42 U.S.C. §263a and meet the requirements to perform high complexity tests. |  |  | SalivaDirect for use with DTC Kits_Yale School of Public Health, Department of Epidemiology of Microbial Diseases | EUA | CFX384 Touch Real-Time PCR_BioRad | MNI | SARS coronavirus 2 N gene | PrThr | Pt | Respiratory | Ord | Probe.amp.tar.CDC primer-probe set N1 | 20211027 | 2.69
Yale School of Public Health, Department of Epidemiology of Microbial Diseases | LDT: SalivaDirect for use with DTC Kits* | 2019-nCoV_N1 | saliva specimens (258560004^Oral saliva sample^SCT) | Positive (260373001^Detected^SCT) Negative (260415000^Not Detected^SCT) Invalid (455371000124106^Invalid result^SCT or 125154007^Specimen unsatisfactory for evaluation^SCT) | 96448-6 | SARS-CoV-2 (COVID-19) N gene [Presence] in Saliva (oral fluid) by Nucleic acid amplification using CDC primer-probe set N1 | 96448-6 | SARS-CoV-2 (COVID-19) N gene [Presence] in Saliva (oral fluid) by Nucleic acid amplification using CDC primer-probe set N1 | Testing is limited to laboratories designated by the Yale School of Public Health, Department of Epidemiology of Microbial Diseases, that includes the Clinical Molecular Diagnostics Laboratory, Department of Pathology, Yale School of Medicine, located at 310 Cedar St., New Haven, CT 06510, that are also certified under the Clinical Laboratory Improvement Amendments of 1988 (CLIA), 42 U.S.C. §263a and meet the requirements to perform high complexity tests. |  |  | SalivaDirect for use with DTC Kits_Yale School of Public Health, Department of Epidemiology of Microbial Diseases | EUA | ABI StepOne Real-Time PCR_Thermo Fisher | MNI | SARS coronavirus 2 N gene | PrThr | Pt | Respiratory | Ord | Probe.amp.tar.CDC primer-probe set N1 | 20211027 | 2.69
Yale School of Public Health, Department of Epidemiology of Microbial Diseases | LDT: SalivaDirect for use with DTC Kits* | 2019-nCoV_N1 | saliva specimens (258560004^Oral saliva sample^SCT) | Positive (260373001^Detected^SCT) Negative (260415000^Not Detected^SCT) Invalid (455371000124106^Invalid result^SCT or 125154007^Specimen unsatisfactory for evaluation^SCT) | 96448-6 | SARS-CoV-2 (COVID-19) N gene [Presence] in Saliva (oral fluid) by Nucleic acid amplification using CDC primer-probe set N1 | 96448-6 | SARS-CoV-2 (COVID-19) N gene [Presence] in Saliva (oral fluid) by Nucleic acid amplification using CDC primer-probe set N1 | Testing is limited to laboratories designated by the Yale School of Public Health, Department of Epidemiology of Microbial Diseases, that includes the Clinical Molecular Diagnostics Laboratory, Department of Pathology, Yale School of Medicine, located at 310 Cedar St., New Haven, CT 06510, that are also certified under the Clinical Laboratory Improvement Amendments of 1988 (CLIA), 42 U.S.C. §263a and meet the requirements to perform high complexity tests. |  |  | SalivaDirect for use with DTC Kits_Yale School of Public Health, Department of Epidemiology of Microbial Diseases | EUA | ABI 7500 FAST Real-Time PCR_Thermo Fisher | MNI | SARS coronavirus 2 N gene | PrThr | Pt | Respiratory | Ord | Probe.amp.tar.CDC primer-probe set N1 | 20211027 | 2.69
Yale School of Public Health, Department of Epidemiology of Microbial Diseases | LDT: SalivaDirect for use with DTC Kits* | 2019-nCoV_N1 | saliva specimens (258560004^Oral saliva sample^SCT) | Positive (260373001^Detected^SCT) Negative (260415000^Not Detected^SCT) Invalid (455371000124106^Invalid result^SCT or 125154007^Specimen unsatisfactory for evaluation^SCT) | 96448-6 | SARS-CoV-2 (COVID-19) N gene [Presence] in Saliva (oral fluid) by Nucleic acid amplification using CDC primer-probe set N1 | 96448-6 | SARS-CoV-2 (COVID-19) N gene [Presence] in Saliva (oral fluid) by Nucleic acid amplification using CDC primer-probe set N1 | Testing is limited to laboratories designated by the Yale School of Public Health, Department of Epidemiology of Microbial Diseases, that includes the Clinical Molecular Diagnostics Laboratory, Department of Pathology, Yale School of Medicine, located at 310 Cedar St., New Haven, CT 06510, that are also certified under the Clinical Laboratory Improvement Amendments of 1988 (CLIA), 42 U.S.C. §263a and meet the requirements to perform high complexity tests. |  |  | SalivaDirect for use with DTC Kits_Yale School of Public Health, Department of Epidemiology of Microbial Diseases | EUA | 10190302000222 | DII | SARS coronavirus 2 N gene | PrThr | Pt | Respiratory | Ord | Probe.amp.tar.CDC primer-probe set N1 | 20211027 | 2.69
Yale School of Public Health, Department of Epidemiology of Microbial Diseases | LDT: SalivaDirect for use with DTC Kits* | 2019-nCoV_N1 | saliva specimens (258560004^Oral saliva sample^SCT) | Positive (260373001^Detected^SCT) Negative (260415000^Not Detected^SCT) Invalid (455371000124106^Invalid result^SCT or 125154007^Specimen unsatisfactory for evaluation^SCT) | 96448-6 | SARS-CoV-2 (COVID-19) N gene [Presence] in Saliva (oral fluid) by Nucleic acid amplification using CDC primer-probe set N1 | 96448-6 | SARS-CoV-2 (COVID-19) N gene [Presence] in Saliva (oral fluid) by Nucleic acid amplification using CDC primer-probe set N1 | Testing is limited to laboratories designated by the Yale School of Public Health, Department of Epidemiology of Microbial Diseases, that includes the Clinical Molecular Diagnostics Laboratory, Department of Pathology, Yale School of Medicine, located at 310 Cedar St., New Haven, CT 06510, that are also certified under the Clinical Laboratory Improvement Amendments of 1988 (CLIA), 42 U.S.C. §263a and meet the requirements to perform high complexity tests. |  |  | SalivaDirect for use with DTC Kits_Yale School of Public Health, Department of Epidemiology of Microbial Diseases | EUA | ABI PRISM 7000 Detection System_Thermo Fisher | MNI | SARS coronavirus 2 N gene | PrThr | Pt | Respiratory | Ord | Probe.amp.tar.CDC primer-probe set N1 | 20211027 | 2.69
Yale School of Public Health, Department of Epidemiology of Microbial Diseases | LDT: SalivaDirect for use with DTC Kits* | 2019-nCoV_N1 | saliva specimens (258560004^Oral saliva sample^SCT) | Positive (260373001^Detected^SCT) Negative (260415000^Not Detected^SCT) Invalid (455371000124106^Invalid result^SCT or 125154007^Specimen unsatisfactory for evaluation^SCT) | 96448-6 | SARS-CoV-2 (COVID-19) N gene [Presence] in Saliva (oral fluid) by Nucleic acid amplification using CDC primer-probe set N1 | 96448-6 | SARS-CoV-2 (COVID-19) N gene [Presence] in Saliva (oral fluid) by Nucleic acid amplification using CDC primer-probe set N1 | Testing is limited to laboratories designated by the Yale School of Public Health, Department of Epidemiology of Microbial Diseases, that includes the Clinical Molecular Diagnostics Laboratory, Department of Pathology, Yale School of Medicine, located at 310 Cedar St., New Haven, CT 06510, that are also certified under the Clinical Laboratory Improvement Amendments of 1988 (CLIA), 42 U.S.C. §263a and meet the requirements to perform high complexity tests. |  |  | SalivaDirect for use with DTC Kits_Yale School of Public Health, Department of Epidemiology of Microbial Diseases | EUA | 10190302015592 | DII | SARS coronavirus 2 N gene | PrThr | Pt | Respiratory | Ord | Probe.amp.tar.CDC primer-probe set N1 | 20211027 | 2.69
Yale School of Public Health, Department of Epidemiology of Microbial Diseases | LDT: SalivaDirect for use with DTC Kits* | 2019-nCoV_N1 | saliva specimens (258560004^Oral saliva sample^SCT) | Positive (260373001^Detected^SCT) Negative (260415000^Not Detected^SCT) Invalid (455371000124106^Invalid result^SCT or 125154007^Specimen unsatisfactory for evaluation^SCT) | 96448-6 | SARS-CoV-2 (COVID-19) N gene [Presence] in Saliva (oral fluid) by Nucleic acid amplification using CDC primer-probe set N1 | 96448-6 | SARS-CoV-2 (COVID-19) N gene [Presence] in Saliva (oral fluid) by Nucleic acid amplification using CDC primer-probe set N1 | Testing is limited to laboratories designated by the Yale School of Public Health, Department of Epidemiology of Microbial Diseases, that includes the Clinical Molecular Diagnostics Laboratory, Department of Pathology, Yale School of Medicine, located at 310 Cedar St., New Haven, CT 06510, that are also certified under the Clinical Laboratory Improvement Amendments of 1988 (CLIA), 42 U.S.C. §263a and meet the requirements to perform high complexity tests. |  |  | SalivaDirect for use with DTC Kits_Yale School of Public Health, Department of Epidemiology of Microbial Diseases | EUA | ABI QuantStudio 6 Flex_Thermo Fisher | MNI | SARS coronavirus 2 N gene | PrThr | Pt | Respiratory | Ord | Probe.amp.tar.CDC primer-probe set N1 | 20211027 | 2.69
Yale School of Public Health, Department of Epidemiology of Microbial Diseases | LDT: SalivaDirect for use with DTC Kits* | 2019-nCoV_N1 | saliva specimens (258560004^Oral saliva sample^SCT) | Positive (260373001^Detected^SCT) Negative (260415000^Not Detected^SCT) Invalid (455371000124106^Invalid result^SCT or 125154007^Specimen unsatisfactory for evaluation^SCT) | 96448-6 | SARS-CoV-2 (COVID-19) N gene [Presence] in Saliva (oral fluid) by Nucleic acid amplification using CDC primer-probe set N1 | 96448-6 | SARS-CoV-2 (COVID-19) N gene [Presence] in Saliva (oral fluid) by Nucleic acid amplification using CDC primer-probe set N1 | Testing is limited to laboratories designated by the Yale School of Public Health, Department of Epidemiology of Microbial Diseases, that includes the Clinical Molecular Diagnostics Laboratory, Department of Pathology, Yale School of Medicine, located at 310 Cedar St., New Haven, CT 06510, that are also certified under the Clinical Laboratory Improvement Amendments of 1988 (CLIA), 42 U.S.C. §263a and meet the requirements to perform high complexity tests. |  |  | SalivaDirect for use with DTC Kits_Yale School of Public Health, Department of Epidemiology of Microbial Diseases | EUA | ABI QuantStudio 7 Pro_Thermo Fisher | MNI | SARS coronavirus 2 N gene | PrThr | Pt | Respiratory | Ord | Probe.amp.tar.CDC primer-probe set N1 | 20211027 | 2.69
Yale School of Public Health, Department of Epidemiology of Microbial Diseases | LDT: SalivaDirect for use with DTC Kits* | 2019-nCoV_N1 | saliva specimens (258560004^Oral saliva sample^SCT) | Positive (260373001^Detected^SCT) Negative (260415000^Not Detected^SCT) Invalid (455371000124106^Invalid result^SCT or 125154007^Specimen unsatisfactory for evaluation^SCT) | 96448-6 | SARS-CoV-2 (COVID-19) N gene [Presence] in Saliva (oral fluid) by Nucleic acid amplification using CDC primer-probe set N1 | 96448-6 | SARS-CoV-2 (COVID-19) N gene [Presence] in Saliva (oral fluid) by Nucleic acid amplification using CDC primer-probe set N1 | Testing is limited to laboratories designated by the Yale School of Public Health, Department of Epidemiology of Microbial Diseases, that includes the Clinical Molecular Diagnostics Laboratory, Department of Pathology, Yale School of Medicine, located at 310 Cedar St., New Haven, CT 06510, that are also certified under the Clinical Laboratory Improvement Amendments of 1988 (CLIA), 42 U.S.C. §263a and meet the requirements to perform high complexity tests. |  |  | SalivaDirect for use with DTC Kits_Yale School of Public Health, Department of Epidemiology of Microbial Diseases | EUA | ABI QuantStudio 7 Flex_Thermo Fisher | MNI | SARS coronavirus 2 N gene | PrThr | Pt | Respiratory | Ord | Probe.amp.tar.CDC primer-probe set N1 | 20211027 | 2.69
Yale School of Public Health, Department of Epidemiology of Microbial Diseases | LDT: SalivaDirect for use with DTC Kits* | 2019-nCoV_N1 | saliva specimens (258560004^Oral saliva sample^SCT) | Positive (260373001^Detected^SCT) Negative (260415000^Not Detected^SCT) Invalid (455371000124106^Invalid result^SCT or 125154007^Specimen unsatisfactory for evaluation^SCT) | 96448-6 | SARS-CoV-2 (COVID-19) N gene [Presence] in Saliva (oral fluid) by Nucleic acid amplification using CDC primer-probe set N1 | 96448-6 | SARS-CoV-2 (COVID-19) N gene [Presence] in Saliva (oral fluid) by Nucleic acid amplification using CDC primer-probe set N1 | Testing is limited to laboratories designated by the Yale School of Public Health, Department of Epidemiology of Microbial Diseases, that includes the Clinical Molecular Diagnostics Laboratory, Department of Pathology, Yale School of Medicine, located at 310 Cedar St., New Haven, CT 06510, that are also certified under the Clinical Laboratory Improvement Amendments of 1988 (CLIA), 42 U.S.C. §263a and meet the requirements to perform high complexity tests. |  |  | SalivaDirect for use with DTC Kits_Yale School of Public Health, Department of Epidemiology of Microbial Diseases | EUA | ABI QuantStudio 12K Flex_Thermo Fisher | MNI | SARS coronavirus 2 N gene | PrThr | Pt | Respiratory | Ord | Probe.amp.tar.CDC primer-probe set N1 | 20211027 | 2.69
Yale School of Public Health, Department of Epidemiology of Microbial Diseases | LDT: SalivaDirect for use with DTC Kits* | 2019-nCoV_N1 | saliva specimens (258560004^Oral saliva sample^SCT) | Positive (260373001^Detected^SCT) Negative (260415000^Not Detected^SCT) Invalid (455371000124106^Invalid result^SCT or 125154007^Specimen unsatisfactory for evaluation^SCT) | 96448-6 | SARS-CoV-2 (COVID-19) N gene [Presence] in Saliva (oral fluid) by Nucleic acid amplification using CDC primer-probe set N1 | 96448-6 | SARS-CoV-2 (COVID-19) N gene [Presence] in Saliva (oral fluid) by Nucleic acid amplification using CDC primer-probe set N1 | Testing is limited to laboratories designated by the Yale School of Public Health, Department of Epidemiology of Microbial Diseases, that includes the Clinical Molecular Diagnostics Laboratory, Department of Pathology, Yale School of Medicine, located at 310 Cedar St., New Haven, CT 06510, that are also certified under the Clinical Laboratory Improvement Amendments of 1988 (CLIA), 42 U.S.C. §263a and meet the requirements to perform high complexity tests. |  |  | SalivaDirect for use with DTC Kits_Yale School of Public Health, Department of Epidemiology of Microbial Diseases | EUA | ABI QuantStudio Dx_Thermo Fisher | MNI | SARS coronavirus 2 N gene | PrThr | Pt | Respiratory | Ord | Probe.amp.tar.CDC primer-probe set N1 | 20211027 | 2.69
Yale School of Public Health, Department of Epidemiology of Microbial Diseases | LDT: SalivaDirect for use with DTC Kits* | 2019-nCoV_N1 | saliva specimens (258560004^Oral saliva sample^SCT) | Positive (260373001^Detected^SCT) Negative (260415000^Not Detected^SCT) Invalid (455371000124106^Invalid result^SCT or 125154007^Specimen unsatisfactory for evaluation^SCT) | 96448-6 | SARS-CoV-2 (COVID-19) N gene [Presence] in Saliva (oral fluid) by Nucleic acid amplification using CDC primer-probe set N1 | 96448-6 | SARS-CoV-2 (COVID-19) N gene [Presence] in Saliva (oral fluid) by Nucleic acid amplification using CDC primer-probe set N1 | Testing is limited to laboratories designated by the Yale School of Public Health, Department of Epidemiology of Microbial Diseases, that includes the Clinical Molecular Diagnostics Laboratory, Department of Pathology, Yale School of Medicine, located at 310 Cedar St., New Haven, CT 06510, that are also certified under the Clinical Laboratory Improvement Amendments of 1988 (CLIA), 42 U.S.C. §263a and meet the requirements to perform high complexity tests. |  |  | SalivaDirect for use with DTC Kits_Yale School of Public Health, Department of Epidemiology of Microbial Diseases | EUA | Liberty16 mobile real time PCR_Ubiquitome | MNI | SARS coronavirus 2 N gene | PrThr | Pt | Respiratory | Ord | Probe.amp.tar.CDC primer-probe set N1 | 20211027 | 2.69
Yale School of Public Health, Department of Epidemiology of Microbial Diseases | LDT: SalivaDirect for use with DTC Kits* | 2019-nCoV_N1 | saliva specimens (258560004^Oral saliva sample^SCT) | Positive (260373001^Detected^SCT) Negative (260415000^Not Detected^SCT) Invalid (455371000124106^Invalid result^SCT or 125154007^Specimen unsatisfactory for evaluation^SCT) | 96448-6 | SARS-CoV-2 (COVID-19) N gene [Presence] in Saliva (oral fluid) by Nucleic acid amplification using CDC primer-probe set N1 | 96448-6 | SARS-CoV-2 (COVID-19) N gene [Presence] in Saliva (oral fluid) by Nucleic acid amplification using CDC primer-probe set N1 | Testing is limited to laboratories designated by the Yale School of Public Health, Department of Epidemiology of Microbial Diseases, that includes the Clinical Molecular Diagnostics Laboratory, Department of Pathology, Yale School of Medicine, located at 310 Cedar St., New Haven, CT 06510, that are also certified under the Clinical Laboratory Improvement Amendments of 1988 (CLIA), 42 U.S.C. §263a and meet the requirements to perform high complexity tests. |  |  | SalivaDirect for use with DTC Kits_Yale School of Public Health, Department of Epidemiology of Microbial Diseases | EUA | qTower3_Analytik Jena GmbH | MNI | SARS coronavirus 2 N gene | PrThr | Pt | Respiratory | Ord | Probe.amp.tar.CDC primer-probe set N1 | 20211027 | 2.69
Yale School of Public Health, Department of Epidemiology of Microbial Diseases | LDT: SalivaDirect for use with DTC Kits* | 2019-nCoV_N1 | saliva specimens (258560004^Oral saliva sample^SCT) | Positive (260373001^Detected^SCT) Negative (260415000^Not Detected^SCT) Invalid (455371000124106^Invalid result^SCT or 125154007^Specimen unsatisfactory for evaluation^SCT) | 96448-6 | SARS-CoV-2 (COVID-19) N gene [Presence] in Saliva (oral fluid) by Nucleic acid amplification using CDC primer-probe set N1 | 96448-6 | SARS-CoV-2 (COVID-19) N gene [Presence] in Saliva (oral fluid) by Nucleic acid amplification using CDC primer-probe set N1 | Testing is limited to laboratories designated by the Yale School of Public Health, Department of Epidemiology of Microbial Diseases, that includes the Clinical Molecular Diagnostics Laboratory, Department of Pathology, Yale School of Medicine, located at 310 Cedar St., New Haven, CT 06510, that are also certified under the Clinical Laboratory Improvement Amendments of 1988 (CLIA), 42 U.S.C. §263a and meet the requirements to perform high complexity tests. |  |  | SalivaDirect for use with DTC Kits_Yale School of Public Health, Department of Epidemiology of Microbial Diseases | EUA | XDive Superfast Real-Time PCR System_OnsiteGene | MNI | SARS coronavirus 2 N gene | PrThr | Pt | Respiratory | Ord | Probe.amp.tar.CDC primer-probe set N1 | 20230503 | 2.69
Yale School of Public Health, Department of Epidemiology of Microbial Diseases | LDT: SalivaDirect for use with DTC Kits* | 2019-nCoV_N1 | saliva specimens (258560004^Oral saliva sample^SCT) | Positive (260373001^Detected^SCT) Negative (260415000^Not Detected^SCT) Invalid (455371000124106^Invalid result^SCT or 125154007^Specimen unsatisfactory for evaluation^SCT) | 96448-6 | SARS-CoV-2 (COVID-19) N gene [Presence] in Saliva (oral fluid) by Nucleic acid amplification using CDC primer-probe set N1 | 96448-6 | SARS-CoV-2 (COVID-19) N gene [Presence] in Saliva (oral fluid) by Nucleic acid amplification using CDC primer-probe set N1 | Testing is limited to laboratories designated by the Yale School of Public Health, Department of Epidemiology of Microbial Diseases, that includes the Clinical Molecular Diagnostics Laboratory, Department of Pathology, Yale School of Medicine, located at 310 Cedar St., New Haven, CT 06510, that are also certified under the Clinical Laboratory Improvement Amendments of 1988 (CLIA), 42 U.S.C. §263a and meet the requirements to perform high complexity tests. |  |  | SalivaDirect for use with DTC Kits_Yale School of Public Health, Department of Epidemiology of Microbial Diseases | EUA | Mic PCR cycler_Bio Molecular Systems | MNI | SARS coronavirus 2 N gene | PrThr | Pt | Respiratory | Ord | Probe.amp.tar.CDC primer-probe set N1 | 20230503 | 2.69
Yale School of Public Health, Department of Epidemiology of Microbial Diseases | LDT: SalivaDirect for use with DTC Kits* | 2019-nCoV_N1 | saliva specimens (258560004^Oral saliva sample^SCT) | Positive (260373001^Detected^SCT) Negative (260415000^Not Detected^SCT) Invalid (455371000124106^Invalid result^SCT or 125154007^Specimen unsatisfactory for evaluation^SCT) | 96448-6 | SARS-CoV-2 (COVID-19) N gene [Presence] in Saliva (oral fluid) by Nucleic acid amplification using CDC primer-probe set N1 | 96448-6 | SARS-CoV-2 (COVID-19) N gene [Presence] in Saliva (oral fluid) by Nucleic acid amplification using CDC primer-probe set N1 | Testing is limited to laboratories designated by the Yale School of Public Health, Department of Epidemiology of Microbial Diseases, that includes the Clinical Molecular Diagnostics Laboratory, Department of Pathology, Yale School of Medicine, located at 310 Cedar St., New Haven, CT 06510, that are also certified under the Clinical Laboratory Improvement Amendments of 1988 (CLIA), 42 U.S.C. §263a and meet the requirements to perform high complexity tests. |  |  | SalivaDirect for use with DTC Kits_Yale School of Public Health, Department of Epidemiology of Microbial Diseases | EUA | CFX Opus 96_BioRad | MNI | SARS coronavirus 2 N gene | PrThr | Pt | Respiratory | Ord | Probe.amp.tar.CDC primer-probe set N1 | 20230503 | 2.69
ZEUS Scientific, Inc. | ZEUS ELISA SARS-CoV-2 IgG Test System* | IgG antibodies result | serum (119364003^Serum specimen^SCT) plasma (119361006^Plasma specimen^SCT) | Negative (260385009^Negative^SCT) Equivocal/Indeterminate (42425007^Equivocal^SCT or 82334004^Indeterminate^SCT) Positive (10828004^Positive^SCT) | 94563-4 | SARS-CoV-2 (COVID-19) IgG Ab [Presence] in Serum or Plasma by Immunoassay | 94563-4 | SARS-CoV-2 (COVID-19) IgG Ab [Presence] in Serum or Plasma by Immunoassay |  |  |  | ZEUS ELISA SARS-CoV-2 IgG Test System_ZEUS Scientific, Inc. | EUA | Dynex Agility System_Dynex Technologies | MNI | SARS coronavirus 2 Ab.IgG | PrThr | Pt | Ser/Plas | Ord | IA | 20210519 | 2.68
ZEUS Scientific, Inc. | ZEUS ELISA SARS-CoV-2 IgG Test System* | IgG antibodies result | serum (119364003^Serum specimen^SCT) plasma (119361006^Plasma specimen^SCT) | Negative (260385009^Negative^SCT) Equivocal/Indeterminate (42425007^Equivocal^SCT or 82334004^Indeterminate^SCT) Positive (10828004^Positive^SCT) | 94563-4 | SARS-CoV-2 (COVID-19) IgG Ab [Presence] in Serum or Plasma by Immunoassay | 94563-4 | SARS-CoV-2 (COVID-19) IgG Ab [Presence] in Serum or Plasma by Immunoassay |  |  |  | ZEUS ELISA SARS-CoV-2 IgG Test System_ZEUS Scientific, Inc. | EUA | Dynex DS2 System_Dynex Technologies | MNI | SARS coronavirus 2 Ab.IgG | PrThr | Pt | Ser/Plas | Ord | IA | 20210519 | 2.68
ZEUS Scientific, Inc. | ZEUS ELISA SARS-CoV-2 IgG Test System* | IgG antibodies result | serum (119364003^Serum specimen^SCT) plasma (119361006^Plasma specimen^SCT) | Negative (260385009^Negative^SCT) Equivocal/Indeterminate (42425007^Equivocal^SCT or 82334004^Indeterminate^SCT) Positive (10828004^Positive^SCT) | 94563-4 | SARS-CoV-2 (COVID-19) IgG Ab [Presence] in Serum or Plasma by Immunoassay | 94563-4 | SARS-CoV-2 (COVID-19) IgG Ab [Presence] in Serum or Plasma by Immunoassay |  |  |  | ZEUS ELISA SARS-CoV-2 IgG Test System_ZEUS Scientific, Inc. | EUA | Dynex DSX System_Dynex Technologies | MNI | SARS coronavirus 2 Ab.IgG | PrThr | Pt | Ser/Plas | Ord | IA | 20210519 | 2.68
ZEUS Scientific, Inc. | ZEUS ELISA SARS-CoV-2 Total Antibody Test System* | SARS-CoV-2 total antibodies Result | serum (119364003^Serum specimen^SCT) plasma (119361006^Plasma specimen^SCT) | Negative (260385009^Negative^SCT) Equivocal/Indeterminate (42425007^Equivocal^SCT or 82334004^Indeterminate^SCT) Positive (10828004^Positive^SCT) | 94762-2 | SARS-CoV-2 (COVID-19) Ab [Presence] in Serum or Plasma by Immunoassay | 94762-2 | SARS-CoV-2 (COVID-19) Ab [Presence] in Serum or Plasma by Immunoassay |  |  |  | ZEUS ELISA SARS-CoV-2 Total Antibody Test System_ZEUS Scientific, Inc. | EUA | Dynex Agility System_Dynex Technologies | MNI | SARS coronavirus 2 Ab | PrThr | Pt | Ser/Plas | Ord | IA | 20210519 | 2.69
ZEUS Scientific, Inc. | ZEUS ELISA SARS-CoV-2 Total Antibody Test System* | SARS-CoV-2 total antibodies Result | serum (119364003^Serum specimen^SCT) plasma (119361006^Plasma specimen^SCT) | Negative (260385009^Negative^SCT) Equivocal/Indeterminate (42425007^Equivocal^SCT or 82334004^Indeterminate^SCT) Positive (10828004^Positive^SCT) | 94762-2 | SARS-CoV-2 (COVID-19) Ab [Presence] in Serum or Plasma by Immunoassay | 94762-2 | SARS-CoV-2 (COVID-19) Ab [Presence] in Serum or Plasma by Immunoassay |  |  |  | ZEUS ELISA SARS-CoV-2 Total Antibody Test System_ZEUS Scientific, Inc. | EUA | Dynex DS2 System_Dynex Technologies | MNI | SARS coronavirus 2 Ab | PrThr | Pt | Ser/Plas | Ord | IA | 20210519 | 2.69
ZEUS Scientific, Inc. | ZEUS ELISA SARS-CoV-2 Total Antibody Test System* | SARS-CoV-2 total antibodies Result | serum (119364003^Serum specimen^SCT) plasma (119361006^Plasma specimen^SCT) | Negative (260385009^Negative^SCT) Equivocal/Indeterminate (42425007^Equivocal^SCT or 82334004^Indeterminate^SCT) Positive (10828004^Positive^SCT) | 94762-2 | SARS-CoV-2 (COVID-19) Ab [Presence] in Serum or Plasma by Immunoassay | 94762-2 | SARS-CoV-2 (COVID-19) Ab [Presence] in Serum or Plasma by Immunoassay |  |  |  | ZEUS ELISA SARS-CoV-2 Total Antibody Test System_ZEUS Scientific, Inc. | EUA | Dynex DSX System_Dynex Technologies | MNI | SARS coronavirus 2 Ab | PrThr | Pt | Ser/Plas | Ord | IA | 20210519 | 2.69
ZhuHai Sinochips Bioscience Co., Ltd. | COVID-19 Nucleic Acid RT-PCR Test Kit* | SARS-CoV-2 Result | nasal swab (445297001^Swab of internal nose^SCT) mid-turbinate swab (1293160008^Swab from middle region of inferior nasal meatus^SCT) nasopharyngeal swab (258500001^Nasopharyngeal swab^SCT) oropharyngeal swab (258529004^Throat swab^SCT) nasopharyngeal wash/aspirate (258467004^Nasopharyngeal washings^SCT or 258411007^Nasopharyngeal aspirate^SCT) nasal aspirate (429931000124105^Nasal aspirate specimen^SCT) | Negative/Not Detected (260373001^Detected^SCT) Positive/Detected (260415000^Not Detected^SCT) Inconclusive (419984006^Inconclusive^SCT) Invalid (455371000124106^Invalid result^SCT or 125154007^Specimen unsatisfactory for evaluation^SCT) | 94500-6 | SARS-CoV-2 (COVID-19) RNA [Presence] in Respiratory specimen by NAA with probe detection | 94531-1 | SARS-CoV-2 (COVID-19) RNA panel - Respiratory specimen by NAA with probe detection |  |  |  | COVID-19 Nucleic Acid RT-PCR Test Kit_ZhuHai Sinochips Bioscience Co., Ltd. | EUA | 10190302000222 | DII | SARS coronavirus 2 RNA | PrThr | Pt | Respiratory | Ord | Probe.amp.tar | 20200826 | 2.68
Zymo Research Corporation | Quick SARS-CoV-2rRT-PCR Kit* | SARS-CoV-2 Result Interpretation | anterior nasal swabs (697989009^Anterior nares swab^SCT) mid-turbinate nasal swabs(1293160008^Swab from middle region of inferior nasal meatus^SCT) nasopharyngeal swabs (258500001^Nasopharyngeal swab^SCT) oropharyngeal swabs (258529004^Throat swab^SCT) sputum (119334006^Sputum specimen^SCT) lower respiratory tract aspirates (309171007^Lower respiratory fluid sample^SCT) bronchoalveolar lavage(258607008^Bronchoalveolar lavage fluid sample^SCT) nasopharyngeal wash (258467004^Nasopharyngeal washings^SCT) nasopharyngeal aspirate (258411007^Nasopharyngeal aspirate^SCT) nasal aspirate (429931000124105^Nasal aspirate specimen^SCT) | Positive (260373001^Detected^SCT) Negative (260415000^Not detected^SCT) Invalid Result (455371000124106^Invalid result^SCT or 125154007^Specimen unsatisfactory for evaluation^SCT) | 94533-7 | SARS coronavirus 2 N gene [Presence] in Respiratory specimen by NAA with probe detection | 94531-1 | SARS coronavirus 2 RNA panel - Respiratory specimen by NAA with probe detection |  |  |  | Quick SARS-CoV-2rRT-PCR Kit_Zymo Research Corporation | EUA | CFX96 Touch Real-Time PCR System_BioRad | MNI | SARS coronavirus 2 N gene | PrThr | Pt | Respiratory | Ord | Probe.amp.tar | 20200519 | 2.68

## Background Information
Intended Audience
Clinical laboratory personnel, local, state and federal public health agencies; IVD test developers or manufacturers; and Laboratory Information System (LIS) and Electronic Health Records (EHR) vendors.
Summary and Explanation
Public health surveillance for reportable and nationally notifiable diseases and conditions relies on laboratory criteria to support case definitions and classification. The numerous tests and multiplex test platforms adopted by clinical laboratories complicates mapping of test results for electronic laboratory reporting systems. If clinical laboratories adopt new methodologies generating results with different Logical Observation Identifiers Names and Codes (LOINC®) or Systematized Nomenclature of Medicine Clinical Terms (SNOMED CT®), then laboratory information systems need to be configured for such changes, with mapping of results adjusted accordingly. This has significant resource implications for public health surveillance programs. The ability for computer systems to transmit data that is unambiguous and has shared meaning (semantic interoperability) is needed to harmonize the large volume of laboratory test data both within and especially between healthcare systems. A multiagency task force, Systemic Harmonization and Interoperability Enhancement for Laboratory Data (SHIELD) was convened to harmonize laboratory coding by ensuring LOINC, SNOMED CT, Unique Device Identifier, and the use of Unified Code for Units of Measure is consistently applied across the healthcare information exchange continuum. In June 2018, the Food and Drug Administration published guidance titled “Logical Observation Identifiers Names and Codes for In Vitro Diagnostic Tests” to encourage instrument manufacturers to provide LOINC for their tests. Several IVD manufacturers are providing LOINC using the digital format provided by the IVD Industry Connectivity Consortium (IICC). To increase semantic interoperability for laboratory reporting for detection of SARS-Coronavirus 2, the FDA, CDC, IICC, the Regenstrief Institute, and the Association of Public Health Laboratories (APHL) have developed a LOINC map for all SARS-CoV-2 diagnostic tests with FDA Emergency Use Authorizations (EUA), approval or clearance. The benefits of the LOINC map are providing a concise document that defines LOINC codes for use with specific tests and providing suggested SNOMED CT mapping for the allowed specimen and for any coded results for reporting to the public health agencies. The use of a standard LOINC map should reduce inaccuracies in and time spent on the import of laboratory test results sent through laboratory information systems. This document conforms to the IICC Digital Format for Publication of LOINC to Vendor IVD Test Results, also known as LIVD.
Mapping Updates The LOINC In Vitro Diagnostic (LIVD) Test Code Mapping Tool for SARS-CoV-2 Test Results will be updated weekly. The update will include newly added tests and changes to codes previously provided. New and changed codes may be identified by filtering the “LOINC mapping” column S – Publication Version ID. Codes may require a change when more information becomes available regarding the test. Changes will be described in the “Release Notes” tab.
Important Notes Regardless of the LOINC code you use, we strongly recommend that you report details about the specimen and the test kit along with the primary result. In order to identify Laboratory Developed Tests, the value in the Model column is prepended with "LDT:". Specimen details would ideally be reported using the HL7 SPM segment if using v2.5.1 or higher, OBR-15 if using v2.3.x, or the FHIR Specimen resource. If none of these are supported, specimen details can be sent as a separate observation result using LOINC 66746-9 Specimen type. The test kit name and unique identifier would ideally be reported in OBX-17 and OBX-18, respectively. If this is not an option, test kit details can be sent as separate observation results using LOINC 67099-2 Vendor device name and/or 74711-3 Unique device identifier. For additional information on the LOINC mappings, please see the following information and FAQs provided by Regenstrief: https://loinc.org/sars-coronavirus-2/ For information on how mutation in variants may affect these tests please see: SARS-CoV-2 Viral Mutations: Impact on COVID-19 Tests (FDA) https://www.fda.gov/medical-devices/coronavirus-covid-19-and-medical-devices/sars-cov-2-viral-mutations-impact-covid-19-tests
Tabs Available
LIVD Publication: Provides meta data about this publication, including the document version.
HHS Mapping to LIVD: Provides the HHS data elements in Column A. Column B contains a screenshot of the location of each data element in the LOINC Mapping tab and Column C has a link to that column. The other columns contain more information about the HHS data elements and the LIVD table in the LOINC Mapping tab.
LOINC Mapping: Provides the LOINC map for all FDA-approved or cleared SARS-CoV-2 diagnostic tests to date. The LOINC code is the preferred code for HHS reporting. More specific codes may be available from the manufacturer.
Acronyms: Provides explanations of acronyms used in this document.
Background Information: Provides additional information on the need and means that this document was developed.
LOINC Mapping Columns: A description of each column in the LOINC Mapping tab
Release Notes: Summary of any changes to previously reported mappings.
Filtering on the LOINC mapping tab
A filter has been created for each column. A LOINC mapping can be quickly located by first filtering on Manufacturer and then Model. If necessary, further filtering can then be performed on the Vendor Analyte Name.
SARS-CoV-2 order codes
Order codes are the codes used by a provider to request that a specific test or set of tests be done for a patient. Each laboratory provides a directory of order codes (“test catalog”) that correspond to the tests offered in that lab. If a group of tests is done as a set, such as a complete blood count or a lipid profile, that group is usually ordered together as a panel or battery using a single order code, and individual results are reported using a separate set of result codes that correspond to each test. If only one of the tests in that group is requested, e.g., hemoglobin or total cholesterol, then the code for that test is used for the order and the result. Similarly, for tests that are not performed as part of a panel, the same code is used for the order and the result.
Order codes for SARS-CoV-2 follow the same principles given above. For tests that are done as a set, a panel code is used for the order, and individual results are reported using codes specific for those results. Note that panel codes should NOT be used for result reporting.
Molecular tests
Many of the SARS-CoV-2 molecular assays include multiple gene targets with reporting of one overall result. For these assays, a panel code should be used to order the test because multiple analytes are being tested, even if the individual target results are not reported. Some assays target a single gene, and for those, the gene-specific code should be used for the order and the result.
LOINC includes two panel codes specific to SARS-CoV-2 molecular assays. One is specific for respiratory specimens (94531-1), and the other is for unspecified specimens (94306-8 - this second code will rarely be used outside public health labs). There are also two LOINC panel codes for SARS-CoV-2 and Influenza tested as a set, one for SARS-CoV-2 N gene, Influenza A, and Influenza B (95422-2), and one for SARS-CoV-2 RNA, SARS-related CoV, Influenza A, and Influenza B (95380-2). In addition the SARS-CoV-2 targets have been added to existing respiratory pathogen multiplex tests, which would be using these order code options, depending on the group of respiratory pathogens tested.
Examples:
Assay intended for respiratory specimens that targets SARS-CoV-2 N and RdRp genes and reports a single overall result: LOINC order code 94531-1 SARS-CoV-2 (COVID-19) RNA panel - Respiratory specimen by NAA with probe detection
Assay intended for respiratory specimens that targets SARS-CoV-2 ORF1ab region and SARS-related CoV E gene and reports a single overall result: LOINC order code 94531-1 SARS-CoV-2 (COVID-19) RNA panel - Respiratory specimen by NAA with probe detection
Assay intended for respiratory specimens that only targets SARS-CoV-2 ORF1ab region: LOINC order code (same as result code) 94559-2 SARS-CoV-2 (COVID-19) ORF1ab region [Presence] in Respiratory specimen by NAA with probe detection
TIP: If the result LOINC is 94500-6 SARS-CoV-2 (COVID-19) RNA [Presence] in Respiratory specimen by NAA with probe detection, the order code will almost certainly be 94531-1 SARS-CoV-2 (COVID-19) RNA panel - Respiratory specimen by NAA with probe detection
Antibody tests
Some antibody assays include a set of individual tests, e.g., IgG and IgM, or IgA, IgG, and IgM, while some only include one test, e.g., IgM, or IgG+IgM measured together. Assays that include multiple individual tests should be ordered using a panel order code, while single tests should use the code for that specific test as the order and result code.
LOINC includes two panel codes for SARS-CoV-2 antibody assays. One is for immunoassays (94504-8), and the other is for rapid immunoassays (94503-0) that are typically done at the point of care and take 60 minutes or less to complete.
Examples:
Immunoassay that includes individual tests for SARS-CoV-2 IgM and IgG: LOINC order code 94504-8 SARS-CoV-2 (COVID-19) Ab panel – Serum or Plasma by Immunoassay
Point of care immunoassay that includes individual tests for IgA and IgG: LOINC order code 94503-0 SARS-CoV-2 (COVID-19) Ab panel - Serum, Plasma or Blood by Rapid immunoassay
Immunoassay that tests for SARS-CoV-2 IgG: LOINC order code (same as result code) 94563-4 SARS-CoV-2 (COVID-19) IgG Ab [Presence] in Serum or Plasma by Immunoassay
Immunoassay that detects all SARS-CoV-2 antibodies without differentiating between them: LOINC order code (same as result code) 94762-2 SARS-CoV-2 (COVID-19) Ab [Presence] in Serum or Plasma by Immunoassay
Antigen tests
SARS-CoV-2 antigen tests are single tests and are not included in any LOINC panels. For these, the individual code is used as both the order and the result. Currently, LOINC contains two antigen codes for SARS-CoV-2 – one that is specific for SARS-CoV-2, and one that does not differentiate between SARS-CoV and SARS-CoV-2. Both are rapid immunoassays.
SARS-CoV-2 Ag: 94558-4 SARS-CoV-2 (COVID-19) Ag [Presence] in Respiratory specimen by Rapid immunoassay
SARS-CoV+SARS-CoV-2: 95209-3 SARS-CoV+SARS-CoV-2 (COVID-19) Ag [Presence] in Respiratory specimen by Rapid immunoassay
LIVD format
The LIVD specification outlines an industry-defined format to facilitate the publication and exchange of LOINC codes for vendor IVD test results, based on either vendor IVD test transmission codes or manual test identification, for use by laboratory personnel or laboratory applications. The format can be used as-is by IVD software systems to automate the mapping between vendor IVD test transmission codes and LOINC codes, significantly reducing the risk of erroneously mapped test results and units of measure (UCUM) (http://ivdconnectivity.org/livd/).

## Instruments (hidden)
Equipment ID | Equipment Name | Equipment Name Type | Equipment UID | Equipment UID Type | Equipment Comment | Equipment Sort
1000 | (Test kit device) | (NA) |  |  | This test is run on the rapid test kit device, not a separate instrument. | 1005
1001 | ABI QuantStudio 5 Dx Real-Time PCR_Thermo Fisher | MNI | 10190302015592 | DII |  | 2150
1002 | ABI 7500 FAST Dx Real-Time PCR_Thermo Fisher | MNI | 10190302000222 | DII |  | 2040
1003 | cobas Liat Analyzer_Roche | MNI | 07613336100097 | DII |  | 2680
1004 | VITROS XT 7600_Ortho-Clinical | MNI |  |  |  | 3920
1005 | VITROS 5600_Ortho-Clinical | MNI |  |  |  | 3890
1006 | VITROS 3600_Ortho-Clinical | MNI |  |  |  | 3880
1007 | VITROS ECiQ_Ortho-Clinical | MNI |  |  |  | 3910
1008 | VITROS ECi_Ortho-Clinical | MNI |  |  |  | 3900
1009 | T2Dx Instrument_T2 Biosystems | MNI |  |  |  | 3720
1010 | Synergy NEO2 Hybrid Multi-Mode Reader_BioTek | MNI |  |  |  | 3700
1011 | Sofia Instrument_Quidel | MNI |  |  |  | 3650
1012 | Sofia 2 Instrument_Quidel | MNI |  |  |  | 3640
1013 | SLAN-96P_Shanghai Hongshi | MNI |  |  |  | 3630
1014 | Rotor-Gene Q 5plex_QIAGEN GmbH | MNI |  |  |  | 3530
1015 | Real Time Digital PCR Instrument_Gnomegen | MNI |  |  |  | 3500
1016 | QX200 Droplet Digital PCR System_BioRad | MNI |  |  |  | 3480
1017 | Q-View Imager Pro_Quansys | MNI |  |  |  | 3470
1018 | QIAstat-Dx Analyzer 1.0_QIAGEN GmbH | MNI |  |  |  | 3420
1019 | PowerGene 9600 Plus Real-time PCR_Atila | MNI |  |  |  | 3390
1020 | Platelia system_BioRad | MNI |  |  |  | 3370
1021 | NextSeq 550 Sequencing System_Illumina | MNI |  |  |  | 3310
1022 | NextSeq 500 Sequencing System_Illumina | MNI |  |  |  | 3300
1023 | NeuMoDx 96 Molecular System_NeuMoDx | MNI |  |  |  | 3290
1024 | NeuMoDx 288 Molecular System_NeuMoDx | MNI |  |  |  | 3280
1025 | Mic PCR cycler_Bio Molecular Systems | MNI |  |  |  | 3230
1026 | m2000 RealTime System_Abbott | MNI | 00884999031814 | DII |  | 3180
1027 | Luminex ARIES System_Luminex Corp | MNI |  |  |  | 3150
1028 | Luminex ARIES M1 System_Luminex Corp | MNI |  |  |  | 3140
1029 | LightCycler 96 Instrument_Roche | MNI |  |  |  | 3120
1030 | LIAISON MDX_DiaSorin | MNI |  |  |  | 3070
1031 | NovaSeq 6000 Sequencing System_Illumina | MNI |  |  |  | 3330
1032 | ID NOW Instrument_Abbott | MNI | 00811877010616 | DII |  | 3030
1033 | GenMark ePlex instrument_GenMarkDx | MNI |  |  |  | 3000
1034 | GeneXpert Xpress System_Cepheid | MNI |  |  |  | 2980
1035 | GeneXpert Infinity System_Cepheid | MNI |  |  |  | 2960
1036 | GeneXpert Dx System_Cepheid | MNI |  |  |  | 2950
1037 | Franklin Real-Time PCR Thermocycler_Biomeme | MNI |  |  |  | 2930
1038 | FLEXMAP dual laser cytometer_Luminex Corp | MNI |  |  |  | 2920
1039 | FilmArray Torch System_BioFire | MNI |  |  |  | 2890
1040 | FilmArray 2.0 System_BioFire | MNI |  |  |  | 2880
1041 | Encompass MDx Workstation_Rheonix | MNI |  |  |  | 2860
1042 | DropX-2000 digital PCR system_PreciGenome | MNI |  |  |  | 2770
1043 | Dimension Vista System_Siemens | MNI |  |  |  | 2760
1044 | Dimension EXL with LOCI Module_Siemens | MNI |  |  |  | 2750
1045 | Dimension EXL 200_Siemens | MNI |  |  |  | 2740
1046 | Cue Health Monitoring System_Cue Health | MNI |  |  |  | 2720
1047 | CoDx Box_Co-Diagnostics | MNI |  |  |  | 2710
1048 | cobas 8000 modular analyzer_Roche | MNI |  |  |  | 2700
1049 | cobas e 801 analyzer_Roche | MNI | 4015630946198 | DII | Roche calls the Equipment UID type 'GTIN' | 2670
1050 | cobas e 602 analyzer_Roche | MNI | 4015630929764 | DII | Roche calls the Equipment UID type 'GTIN' | 2660
1051 | cobas e 601 analyzer_Roche | MNI | 4015630924714 | DII | Roche calls the Equipment UID type 'GTIN' | 2650
1053 | CFX96 Touch Deep Well Real-Time PCR_BioRad | MNI |  |  |  | 2560
1054 | CFX96 Real-Time PCR System_BioRad | MNI |  |  |  | 2550
1055 | BioTek 800 TS Absorbance Reader_BioTek | MNI |  |  |  | 2450
1056 | Architect i2000SR_Abbott | MNI | 00380740006235 | DII |  | 2350
1057 | Architect i1000SR_Abbott | MNI | 00380740001537 | DII |  | 2340
1058 | Alinity m_Abbott | MNI | 00884999048034 | DII |  | 2330
1059 | Alinity i_Abbott | MNI | 00380740137366 | DII |  | 2320
1061 | ABI QuantStudio 3D Digital PCR_Thermo Fisher | MNI |  |  |  | 2130
1062 | ABI QuantStudio 3 Real-Time PCR_Thermo Fisher | MNI |  |  |  | 2120
1063 | ABI PRISM 7000 Detection System_Thermo Fisher | MNI |  |  |  | 2100
1064 | ABI GeneAmp PCR System 9700_Thermo Fisher | MNI |  |  |  | 2080
1065 | ABI 3730xl DNA Analyzer_Thermo Fisher | MNI |  |  |  | 2030
1066 | ABI 3500xL Genetic Analyzer_Thermo Fisher | MNI |  |  |  | 2020
1067 | ABI QuantStudio 12K Flex_Thermo Fisher | MNI |  |  |  | 2110
1068 | ABI Veriti Dx Thermal Cycler_Thermo Fisher | MNI |  |  |  | 2230
1069 | ADVIA Centaur XP system_Siemens | MNI |  |  |  | 2300
1070 | ADVIA Centaur XPT system_Siemens | MNI |  |  |  | 2310
1071 | Aria Mx_Agilent Technologies | MNI |  |  |  | 2360
1072 | Stratagene Mx3005P_Agilent Technologies | MNI |  |  |  | 3690
1073 | qTower3 G_Analytik Jena GmbH | MNI |  |  |  | 3440
1074 | ABI 7500 FAST Real-Time PCR_Thermo Fisher | MNI |  |  |  | 2050
1075 | ABI 7500 Real-Time PCR_Thermo Fisher | MNI |  |  |  | 2060
1076 | ABI 7900HT Fast Real-Time PCR_Thermo Fisher | MNI |  |  |  | 2070
1077 | ABI MiniAmp Thermal Cycler_Thermo Fisher | MNI |  |  |  | 2090
1078 | ABI QuantStudio 6 Flex_Thermo Fisher | MNI |  |  |  | 2160
1079 | ABI QuantStudio 7 Flex_Thermo Fisher | MNI |  |  |  | 2180
1080 | ABI QuantStudio 7 Pro_Thermo Fisher | MNI |  |  |  | 2190
1081 | ABI QuantStudio Dx_Thermo Fisher | MNI |  |  |  | 2200
1082 | ABI Veriti Thermal Cycler_Thermo Fisher | MNI |  |  |  | 2240
1083 | ABI ViiA 7 PCR System_Thermo Fisher | MNI |  |  |  | 2250
1084 | Atellica IM Analyzer_Siemens | MNI |  |  |  | 2370
1085 | BD MAX System_Becton Dickinson | MNI | 00382904419165 | DII |  | 2380
1086 | T5005-3205_Benchmark Scientific | MNI |  |  |  | 3730
1087 | BioCode MDx-3000_Applied BioCode | MNI |  |  |  | 2400
1088 | Biomark HD system_Standard BioTools Inc. | MNI |  |  |  | 2420
1089 | Biomeme Franklin three9 Thermocycler_Biomeme | MNI |  |  |  | 2430
1090 | T100 Thermal Cycler_BioRad | MNI |  |  |  | 3710
1091 | CFX Connect Real-Time PCR System_BioRad | MNI |  |  |  | 2480
1092 | CFX96 DX Real-Time PCR System_BioRad | MNI |  |  |  | 2540
1093 | CFX96 Touch Real-Time PCR System_BioRad | MNI |  |  |  | 2570
1094 | cobas 6800 System_Roche | MNI | 04015630935406 | DII |  | 2600
1095 | cobas 8800 System_Roche | MNI | 04015630935390 | DII |  | 2610
1096 | cobas z 480 Instrument_Roche | MNI |  |  |  | 2690
1097 | CFX384 Real-Time PCR_BioRad | MNI |  |  |  | 2510
1098 | MD-Bio Heater_Detectachem | MNI |  |  |  | 3220
1099 | DTPrime5_DNA Technologie | MNI |  |  |  | 2780
1100 | DZ-lite 3000 Plus Analyzer_Diazyme | MNI |  |  |  | 2820
1101 | EdvoCycler 2_Edvotek | MNI |  |  |  | 2840
1102 | EdvoCycler Jr_Edvotek | MNI |  |  |  | 2850
1103 | FLEXMAP 3D System_Luminex Corp | MNI |  |  |  | 2910
1104 | FLEXMAP 3D Sys(MFIdivider on)_Luminex Corp | MNI |  |  |  | 2900
1105 | Genie HT instrument_OptiGene | MNI |  |  |  | 2990
1106 | Illumina NovaSeq 6000 SP_Illumina | MNI |  |  |  | 3040
1107 | LightCycler 480 Instrument_Roche | MNI |  |  |  | 3110
1108 | LightCycler 480 Instrument II_Roche | MNI |  |  |  | 3100
1109 | Luminex 200 System_Luminex Corp | MNI |  |  |  | 3130
1110 | LumiraDx Platform_LumiraDx | MNI |  |  |  | 3170
1111 | MAGLUMI 2000 series analyzer_Shenzhen | MNI |  |  |  | 3190
1112 | Luminex MAGPIX System_Luminex Corp | MNI |  |  |  | 3160
1113 | MassARRAY System_Agena Bioscience | MNI |  |  |  | 3200
1114 | MINI VIDAS_bioMérieux | MNI |  |  |  | 3240
1115 | MS Fast Analyzer_Sophonix | MNI |  |  |  | 3270
1116 | Panther Fusion System_Hologic | MNI |  |  | 11/2/2023: This is an "add-on" component to the "Panther System" | 3340
1117 | Panther System_Hologic | MNI | 15420045504141 | DII | Added: 11/2/2023 | 3350
1118 | Rotor-Gene Q_QIAGEN GmbH | MNI |  |  |  | 3550
1119 | Rapid COVID-19 IgM/IgG Combo Kit_Megna Health | MNI |  |  |  | 3490
1120 | Rotor-Gene Q 5plex HRM_QIAGEN GmbH | MNI |  |  |  | 3520
1121 | Sentosa SA201 Real-Time PCR_Vela Diagnostics | MNI |  |  |  | 3600
1122 | Techne 5Prime/02_Techne | MNI |  |  |  | 3750
1123 | Thermo Fisher QS1_Thermo Fisher | MNI |  |  |  | 3760
1124 | Veriti 96 Fast Thermal Cycler_Thermo Fisher | MNI |  |  |  | 3850
1125 | VIDAS 3_bioMérieux | MNI |  |  |  | 3860
1126 | VIDAS_bioMérieux | MNI |  |  |  | 3870
1127 | MosaIQ 125_Quotient | MNI |  |  |  | 3260
1128 | ABI QuantStudio 6 Pro_Thermo Fisher | MNI |  |  |  | 2170
1129 | GridION nanopore sequencer_Oxford Nanopore | MNI |  |  |  | 3010
1130 | Clear Dx system_Clear Labs | MNI |  |  |  | 2580
1131 | CFX384 Touch Real-Time PCR_BioRad | MNI |  |  |  | 2520
1132 | ABI StepOne Real-Time PCR_Thermo Fisher | MNI |  |  |  | 2210
1133 | ABI StepOnePlus Real-Time PCR_Thermo Fisher | MNI |  |  |  | 2220
1134 | Rotor-Gene Q MDx_QIAGEN GmbH | MNI |  |  |  | 3540
1135 | LIAISON XL Analyzer_DiaSorin | MNI |  |  |  | 3080
1136 | FREND System_NanoEntek | MNI |  |  |  | 2940
1137 | SensoSpot Microarray Scanner_Sensovation | MNI |  |  |  | 3590
1138 | Access Immunoassay System_BeckmanCoulter | MNI |  |  |  | 2270
1139 | Access 2 Immunoassay System_BeckmanCoulter | MNI |  |  |  | 2260
1140 | Maverick Diagnostic System_Genalyte | MNI |  |  |  | 3210
1141 | Dynex Agility System_Dynex Technologies | MNI |  |  |  | 2790
1142 | MiSeq System_Illumina | MNI |  |  |  | 3250
1143 | Sampinute Analyzer_Celltrion | MNI |  |  |  | 3570
1144 | NextSeq 550Dx Sequencing System_Illumina | MNI |  |  |  | 3320
1145 | GeneXpert Omni System_Cepheid | MNI |  |  |  | 2970
1146 | cobas e 411 analyzer_Roche | MNI | 4015630924721 | DII | Roche calls the Equipment UID type 'GTIN' | 2640
1147 | cobas e 402 analyzer_Roche | MNI | 7613336165300 | DII | Roche calls the Equipment UID type 'GTIN' | 2620
1148 | Clip Analyzer_Luminostics | MNI |  |  |  | 2590
1149 | Solana Instrument_Quidel | MNI |  |  | Solana is a bench top instrument that combines Quidel's proprietary helicase-dependent amplification (HDA) with fluorescence detection | 3660
1150 | Simoa HD-X Analyzer_Quanterix | MNI |  |  |  | 3620
1151 | Solas 8_MatMaCorp | MNI |  |  | The Solas 8 is a portable, four channel fluorescence detection system | 3670
1152 | Phadia 250 instrument_Phadia AB | MNI |  |  |  | 3360
1153 | CFX Opus 96_BioRad | MNI |  |  |  | 2500
1154 | CFX Opus 384_BioRad | MNI |  |  |  | 2490
1155 | Procleix Panther System_Grifols | MNI |  |  |  | 3400
1156 | CFX96 DX Real-Time PCR System ORM_BioRad | MNI |  |  | ORM is Optical Reading Module | 2530
1157 | C1000 Dx Thermal Cycler_BioRad | MNI |  |  |  | 2470
1158 | iSYS Multi-Discipline Automated System_IDS | MNI |  |  | IDS is Immunodiagnostic Systems | 3060
1159 | BD Veritor Plus System_Becton Dickinson | MNI |  |  |  | 2390
1160 | Silaris Dock_Sekisui Diagnostics | MNI |  |  |  | 3610
1161 | Accula Dock_Mesa Biotech | MNI |  |  |  | 2280
1162 | UniCel DxC 600i Synchron Access_BeckmanCoulter | MNI |  |  |  | 3770
1163 | UniCel DxC 660i Synchron Access_BeckmanCoulter | MNI |  |  |  | 3780
1164 | UniCel DxC 680i Synchron Access_BeckmanCoulter | MNI |  |  |  | 3790
1165 | UniCel DxC 860i Synchron Access_BeckmanCoulter | MNI |  |  |  | 3800
1166 | UniCel DxC 880i Synchron Access_BeckmanCoulter | MNI |  |  |  | 3810
1167 | UniCel DxI 600 Access System_BeckmanCoulter | MNI |  |  |  | 3820
1168 | UniCel DxI 800 Access System_BeckmanCoulter | MNI |  |  |  | 3830
1169 | Qorvo Omnia Instrument_Qorvo | MNI |  |  |  | 3430
1170 | IntelliQube qPCR system_Biosearch | MNI |  |  |  | 3050
1171 | Hydrocycler2_Biosearch | MNI |  |  |  | 3020
1172 | BIO-FLASH Instrument_Inova | MNI |  |  |  | 2410
1173 | SensoSpot Microarray Analyzer_Sensovation AG | MNI |  |  |  | 3580
1174 | qTower3_Analytik Jena GmbH | MNI |  |  |  | 3450
1176 | Dynex DSX System_Dynex Technologies | MNI |  |  |  | 2810
1177 | Dynex DS2 System_Dynex Technologies | MNI |  |  |  | 2800
1178 | ADVIA Centaur CP system_Siemens | MNI |  |  |  | 2290
1179 | ABI 3500xL Dx Genetic Analyzer_Thermo Fisher | MNI |  |  |  | 2010
1180 | BioPlex 2200 Instrument_BioRad | MNI |  |  |  | 2440
1227 | Q-View Imager LS_Quansys | MNI |  |  |  | 3460
1229 | QIAreach eHub_QIAGEN GmbH | MNI |  |  |  | 3410
1230 | a microplate reader_NA | MNI |  |  | Some Package Inserts just indicate that the test is run on "a microplate reader" | 2004
1231 | a luminometer_NA | MNI |  |  | Some Package Inserts just indicate that the test is run on "a luminometer" | 2001
1234 | Liberty16 mobile real time PCR_Ubiquitome | MNI |  |  |  | 3090
1237 | EUROLabWorkstation ELISA_EUROIMMUN | MNI |  |  |  | 2870
1238 | Sprinter XL_EUROIMMUN | MNI |  |  |  | 3680
1241 | an ELISA spectrophotometer_NA | MNI |  |  | Some Package Inserts just indicate that the test is run on "an ELISA reader" or "an ELISA spectrophotometer" | 2007
1244 | Talis One instrument_Talis Biomedical | MNI |  |  |  | 3740
1245 | Revogene instrument_Meridian | MNI |  |  |  | 3510
1252 | Bravo BenchCel Workstation_Agilent | MNI |  |  |  | 2460
1253 | UOL COVID-19 Instrument_Uh Oh Labs | MNI |  |  |  | 3840
1255 | DASH Analyzer_Minute Molecular Diagnostics | MNI |  |  |  | 2730
1257 | Eco 48 Real-Time qPCR System_PCRmax | MNI |  |  |  | 2830
1260 | PNY-1000 instrument_InspectIR | MNI |  |  |  | 3380
1261 | Sal6830 Point of Care PCR System_MicroGEM | MNI |  |  |  | 3560
1264 | Araya System_Biosearch | MNI |  |  |  | 2335
1265 | DxHub Instrument_DxLab | MNI |  |  |  | 2785
1266 | qTower3 84_Analytik Jena GmbH | MNI |  |  |  | 3453
1267 | qTower3 84 G_Analytik Jena GmbH | MNI |  |  |  | 3452
1268 | Metrix Reader_Aptitude | MNI |  |  | Runs on re-usable Metrix Reader and "available separately".
1269 | BioGX pixl.16 Platform_BioGX | MNI
1270 | XDive Superfast Real-Time PCR System_OnsiteGene | MNI
1271 | AscencioDx Molecular Detector_ADL Diagnostics | MNI
1272 | BIOFIRE SPOTFIRE system_BioFire | MNI
1273 | The 3EO Cube_3EO Health, Inc. | MNI
1274 | Tangen GeneSpark instrument_Tangen Biosciences | MNI |  |  | Added: 3/21/2024
1275 | Tetracore, Inc. T-COR8 Real-Time PCR Thermocycler_Tetracore,Inc. | MNI

## LOINC Mapping Columns
LIVD Spreadsheet Guidance
· Manufacturer – the name of the Instrument manufacturer or Testkit manufacturer
· Model – the name of the Instrument or the Testkit
· Vendor Analyte Name – the human-readable text the vendor uses to identify the analyte. The text might be displayed by the instrument or could be used within an assay insert or instructions for use.
· Vendor Specimen Description – the human-readable text that provides information about the specimen used for the test, such as “Serum or Plasma.” The field documents the vendor description of the specimen used for the IVD test. The field may contain multiple specimen types. For this catalog, the SNOMED-CT mapping for each Specimen is provided in parenthesis
o Serum (119364003^Serum specimen^SCT)
o Plasma (119361006^Plasma specimen^SCT)
· Vendor Result Description – the human-readable text that provides information about the result that is produced.
o For non-numeric results, this field contains the possible result values, along with the SNOMED-CT mapping
§ Positive (10828004^Positive^SCT)
§ Negative (260385009^Negative^SCT)
o For numeric results and associated units of measure this field describes the result by including a representative unit of measure, preferably represented as a UCUM unit.
· Test Performed LOINC® Code – the appropriate LOINC code for the Test Performed mapping
· Test Performed LOINC Long Name – the long name for the Test Performed LOINC Code
· Test Ordered LOINC Code – the appropriate LOINC code for the Test Ordered mapping
· Test Ordered LOINC Long Name– the long name for the Test Ordered LOINC Order
· Vendor Comment – human-readable text for clarification, such as “This is a STAT (prioritized) version of the test”
· Testkit Name ID – the Testkit Device Identifier if known, otherwise the concatenation of the <Diagnostic (Letter of Authorization)>_<Manufacturer> fields from the FDA EUA Website
· Testkit Name ID Type – GTIN when the Device Identifier is known, otherwise EUA when the Emergency Use Authorization identifiers are used
· Vendor Analyte Code – one of two possible values
o For an automated test, it contains Vendor Transmission Code used by the instrument when sending the test result to a health information system, such as an LIS.
o For a manual test, it is the Vendor Analyte Identifier for the test result produced by the Test Kit.
· Vendor Reference ID – a vendor identifier, such as an identifier that can be used to locate the associated assay insert published by the vendor. This attribute may contain the material number used to order the product from the manufacturer.
· Equipment UID – when available, the Device Identifier of the instrument. If not known, then the concatenation of the Model and Manufacturer, <Model>_<Manufacturer>
· Equipment UID Type – GTIN when the Device Identifier is provided, otherwise MNI when model and manufacturer are provided
· Component – the LOINC Component/analyte
· Property – the LOINC Kind of Property
· Time – the LOINC Time Aspect
· System – The LOINC System (Sample)
· Scale – the LOINC Type of Scale
· Method – the LOINC Type of Method
· Publication Version ID – human-readable information used to differentiate mapping publication versions
· LOINC Version ID – the version of LOINC used to establish the LOINC mapping

## Release Notes
Publication Version ID Last Changed | Change Description | Manufacturer | Model | Vendor Analyte Name | Vendor Specimen Description | Vendor Result Description | Test Performed LOINC Code | Test Performed LOINC Long Name | Test Ordered LOINC Code | Test Ordered LOINC Long Name | Vendor Comment | Vendor Analyte Code | Vendor Reference ID | Testkit Name ID | Testkit Name ID Type | Equipment UID | Equipment UID Type | Component | Property | Time | System | Scale | Method | Publication Version ID | LOINC Version ID | Test ID
20240711 | Added equipment UID (DII: 07613336100097) for cobas Liat Analyzer_Roche to Instrument List
20231214 | Assurance Scientific Laboratories underwent a name change to Streamline Scientific. COVID-19 Simplicity Panel is the Assurance SARS-CoV-2 Panel DTC. The test kit has its own row to allow for distinct identification of the IVD. *Note: There was no communication of the name rebranding sent to the FDA. The date used for "Testkit ID" is the date COVID-19 Simplicity Panel test was allowed to be used with the parent test (Assurance SARS-CoV-2 Panel DTC) by the FDA . Once FDA receives confirmation on rebranding date, Testkit ID field will be updated. | Assurance Scientific Laboratories | Assurance SARS-CoV-2 Panel DTC* | SARS-CoV-2 N1 | anterior nasal swab (697989009^Anterior nares swab^SCT) | SARS-CoV-2 detected (260373001^Detected^SCT) 2019-nCoV not detected (260415000^Not Detected^SCT) Invalid Result (455371000124106^Invalid result^SCT or 125154007^Specimen unsatisfactory for evaluation^SCT) | 94756-4 | SARS-CoV-2 (COVID-19) N gene [Presence] in Respiratory specimen by Nucleic acid amplification using CDC primer-probe set N1 | 94756-4 | SARS-CoV-2 (COVID-19) N gene [Presence] in Respiratory specimen by Nucleic acid amplification using CDC primer-probe set N1 | This test is also distributed by Binx Health under the brand name: binx/Assurance Covid-19 Collection Kit |  |  | Assurance SARS-CoV-2 Panel DTC_Assurance Scientific Laboratories | EUA | CFX384 Real-Time PCR_BioRad | MNI | SARS coronavirus 2 N gene | PrThr | Pt | Respiratory | Ord | Probe.amp.tar.CDC primer-probe set N1 | 20210224 | 2.69
20231004 | As of the November 2023 release of the International edition of SNOMED CT, 871810001 ¦Swab specimen from nasal mid-turbinate (specimen)¦ will be replaced by 1293160008 ¦Swab from middle region of inferior nasal meatus (specimen)¦ as the appropriate SNOMED specimen concept in the LIVD file. The new concept can be viewed in the International edition dailybuild browser (https://dailybuild.ihtsdotools.org/?perspective=full&conceptId1=1293160008&edition=MAIN&release=&languages=en), however, it will not be displayed in the US Edition SNOMED browsers until March 2024. This change was made to all mid-turbinate swab specimens in this LIVD file. | NA | NA | NA | NA | NA | NA | NA | NA | NA | NA | NA | NA | NA | NA | NA | NA | NA | NA | NA | NA | NA | NA | NA | NA
20230907 | Per EUA Summary Aug 16 2023, added anterior nasal swab specimens to the list of acceptable specimens for use with this test. | Visby Medical, Inc. | Visby Medical Respiratory Health Test | COVID-19 Spot | nasopharyngeal swabs (258500001^Nasopharyngeal swab^SCT) | Present (260373001^Detected^SCT) Absent (260415000^Not Detected^SCT) Invalid (455371000124106^Invalid result^SCT or 125154007^Specimen unsatisfactory for evaluation^SCT) | 94759-8 | SARS-CoV-2 (COVID-19) RNA [Presence] in Nasopharynx by NAA with probe detection | 95422-2 | Influenza virus A and B and SARS-CoV-2 (COVID-19) RNA panel - Respiratory specimen by NAA with probe detection |  |  |  | Visby Medical Respiratory Health Test_Visby Medical, Inc. | EUA | No Equipment | NA | SARS coronavirus 2 RNA | PrThr | Pt | Nph | Ord | Probe.amp.tar | 20230111 | 2.69
20230907 | Per EUA Summary Aug 16 2023, added anterior nasal swab specimens to the list of acceptable specimens for use with this test. | Visby Medical, Inc. | Visby Medical Respiratory Health Test | Flu A Spot | nasopharyngeal swabs (258500001^Nasopharyngeal swab^SCT) | Present (260373001^Detected^SCT) Absent (260415000^Not Detected^SCT) Invalid (455371000124106^Invalid result^SCT or 125154007^Specimen unsatisfactory for evaluation^SCT) | 76078-5 | Influenza virus A RNA [Presence] in Nasopharynx by NAA with probe detection | 95422-2 | Influenza virus A and B and SARS-CoV-2 (COVID-19) RNA panel - Respiratory specimen by NAA with probe detection |  |  |  | Visby Medical Respiratory Health Test_Visby Medical, Inc. | EUA | No Equipment | NA | Influenza virus A RNA | PrThr | Pt | Nph | Ord | Probe.amp.tar | 20230111 | 2.73
20230907 | Per EUA Summary Aug 16 2023, added anterior nasal swab specimens to the list of acceptable specimens for use with this test. | Visby Medical, Inc. | Visby Medical Respiratory Health Test | Flu B Spot | nasopharyngeal swabs (258500001^Nasopharyngeal swab^SCT) | Present (260373001^Detected^SCT) Absent (260415000^Not Detected^SCT) Invalid (455371000124106^Invalid result^SCT or 125154007^Specimen unsatisfactory for evaluation^SCT) | 76080-1 | Influenza virus B RNA [Presence] in Nasopharynx by NAA with probe detection | 95422-2 | Influenza virus A and B and SARS-CoV-2 (COVID-19) RNA panel - Respiratory specimen by NAA with probe detection |  |  |  | Visby Medical Respiratory Health Test_Visby Medical, Inc. | EUA | No Equipment | NA | Influenza virus B RNA | PrThr | Pt | Nph | Ord | Probe.amp.tar | 20230111 | 2.73
20230727 | Per June 9, 2023 EUA Revision Summary, transfer of ownership of the EUA from ANP Technologies, Inc. to SEKISUI Diagnostics, LLC. and updating the name of the EUA device from "NIDS COVID-19 Antigen Home Test Kit" to "OSOM COVID-19 Antigen Home Test". Each test kit has its own row to allow for distinct identification of the IVD. | ANP Technologies, Inc. | NIDS COVID-19 Antigen Home Test | SARS-CoV-2 nucleocapsid protein antigen | anterior nasal (nares) swab (697989009^Anterior nares swab^SCT) | Positive (260373001^Detected^SCT) Negative (260415000^Not Detected^SCT) Invalid (455371000124106^Invalid result^SCT or 125154007^Specimen unsatisfactory for evaluation^SCT) | 97097-0 | SARS-CoV-2 (COVID-19) Ag [Presence] in Upper respiratory specimen by Rapid immunoassay | 97097-0 | SARS-CoV-2 (COVID-19) Ag [Presence] in Upper respiratory specimen by Rapid immunoassay |  |  |  | NIDS COVID-19 Antigen Home Test_ANP Technologies, Inc. | EUA | No Equipment | NA | SARS coronavirus 2 Ag | PrThr | Pt | Respiratory.upper | Ord | IA.rapid | 20221130 | 2.70
20230727 | Per June 9, 2023 EUA Revision Summary, transfer of ownership of the EUA from ANP Technologies, Inc. to SEKISUI Diagnostics, LLC. and updating the name of the EUA device from "NIDS COVID-19 Antigen Rapid Test Kit" to "OSOM COVID-19 Antigen Rapid Test". Each test kit has its own row to allow for distinct identification of the IVD. | ANP Technologies, Inc. | NIDS COVID-19 Antigen Rapid Test Kit* | SARS-CoV-2 nucleocapsid protein antigen | mid-turbinate nasal swabs (871810001^Mid-turbinate nasal swab^SCT) | Positive (260373001^Detected^SCT) Negative (260415000^Not Detected^SCT) Invalid (455371000124106^Invalid result^SCT or 125154007^Specimen unsatisfactory for evaluation^SCT) | 97097-0 | SARS-CoV-2 (COVID-19) Ag [Presence] in Upper respiratory specimen by Rapid immunoassay | 97097-0 | SARS-CoV-2 (COVID-19) Ag [Presence] in Upper respiratory specimen by Rapid immunoassay |  |  |  | NIDS COVID-19 Antigen Rapid Test Kit_ANP Technologies, Inc | EUA | No Equipment | NA | SARS coronavirus 2 Ag | PrThr | Pt | Respiratory.upper | Ord | IA.rapid | 20210929 | 2.70
20230727 | Per June 29, 2023, EUA Revision Summary, transfer of ownership of the EUA for the Lucira CHECK-IT COVID-19 Test Kit from from Lucira Health, Inc. to Pfizer Inc. Each test kit has its own row to allow for distinct identification of the IVD. | Lucira Health, Inc. | Lucira CHECK-IT COVID-19 Test Kit* | SARS-CoV-2 RNA Result Interpretation | anterior nasal (nasal) swab (697989009^Anterior nares swab^SCT) | COVID-19 Positive (260373001^Detected^SCT) COVID-19 Negative (260415000^Not Detected^SCT) Invalid Result (455371000124106^Invalid result^SCT or 125154007^Specimen unsatisfactory for evaluation^SCT) | 96986-5 | SARS-CoV-2 (COVID-19) N gene [Presence] in Nose by NAA with non-probe detection | 96986-5 | SARS-CoV-2 (COVID-19) N gene [Presence] in Nose by NAA with non-probe detection |  |  |  | Lucira CHECK-IT COVID-19 Test Kit_Lucira Health, Inc. | EUA | No Equipment | NA | SARS coronavirus 2 N gene | PrThr | Pt | Nose | Ord | Non-probe.amp.tar | 20230308 | 2.74
20230727 | Per June 29, 2023, EUA Revision Summary, transfer of ownership of the EUA for the Lucira CHECK-IT COVID-19 Test Kit from from Lucira Health, Inc. to Pfizer Inc. Each test kit has its own row to allow for distinct identification of the IVD. | Lucira Health, Inc. | Lucira COVID-19 All-In-One Test Kit | SARS-CoV-2 Result Interpretation | nasal swab (445297001^Swab of internal nose^SCT) | COVID-19 Positive (260373001^Detected^SCT) COVID-19 Negative (260415000^Not Detected^SCT) Invalid Result (455371000124106^Invalid result^SCT or 125154007^Specimen unsatisfactory for evaluation^SCT) | 96986-5 | SARS-CoV-2 (COVID-19) N gene [Presence] in Nose by NAA with non-probe detection | 96986-5 | SARS-CoV-2 (COVID-19) N gene [Presence] in Nose by NAA with non-probe detection |  |  |  | 00810055970001 | DIT | No Equipment | NA | SARS coronavirus 2 N gene | PrThr | Pt | Nose | Ord | Non-probe.amp.tar | 20230308 | 2.74
20230727 | Per June 15, 2023 EUA Revision Summary, transfer of ownership of the EUA from Lucira Health, Inc. to Pfizer Inc. and updating the name of the EUA device from "Lucira COVID-19 & Flu Test" to " Lucira by Pfizer COVID-19 & Flu Test". Each test kit has its own row to allow for distinct identification of the IVD. | Lucira Health, Inc. | Lucira COVID-19 & Flu Test | Flu A | anterior nasal (nares) swab (697989009^Anterior nares swab^SCT) | Flu A Positive (260373001^Detected^SCT) Flu A Negative (260415000^Not Detected^SCT) Invalid (455371000124106^Invalid result^SCT or 125154007^Specimen unsatisfactory for evaluation^SCT) | 100973-7 | Influenza virus A RNA [Presence] in Nose by NAA with non-probe detection | 100972-9 | Influenza virus A & Influenza virus B & SARS coronavirus 2 RNA panel - Nose by NAA with non-probe detection |  |  |  | Lucira Health, Inc_Lucira COVID-19 & Flu Test | EUA | No Equipment | NA | Influenza virus A RNA | PrThr | Pt | Nose | Ord | Non-probe.amp.tar | 20230308 | 2.74
20230727 | Per June 15, 2023 EUA Revision Summary, transfer of ownership of the EUA from Lucira Health, Inc. to Pfizer Inc. and updating the name of the EUA device from "Lucira COVID-19 & Flu Home Test" to " Lucira by Pfizer COVID-19 & Flu Home Test". Each test kit has its own row to allow for distinct identification of the IVD. | Lucira Health, Inc. | Lucira COVID-19 & Flu Home Test | Flu B | anterior nasal (nares) swab (697989009^Anterior nares swab^SCT) | Flu B Positive (260373001^Detected^SCT) Flu B Negative (260415000^Not Detected^SCT) Invalid (455371000124106^Invalid result^SCT or 125154007^Specimen unsatisfactory for evaluation^SCT) | 100974-5 | Influenza virus B RNA [Presence] in Nose by NAA with non-probe detection | 100972-9 | Influenza virus A & Influenza virus B & SARS coronavirus 2 RNA panel - Nose by NAA with non-probe detection |  |  |  | Lucira COVID-19 & Flu Home Test_Lucira Health, Inc. | EUA | No Equipment | (NA) | Influenza virus B RNA | PrThr | Pt | Nose | Ord | Non-probe.amp.tar | 20230301 | 2.74
20230503 | Per April 21, 2023 EUA Revision Summary, added the following authorized PCR instruments: XDive Superfast Real-Time PCR System (OnsiteGene), Mic qPCR/Q (Biomolecular Systems/Quantabio (Avantor)), and the CFX Opus Real-Time PCR Detection System (BioRad). | Yale School of Public Health, Department of Epidemiology of Microbial Diseases | LDT: SalivaDirect for use with DTC Kits* | 2019-nCoV_N1 | saliva specimens (258560004^Oral saliva sample^SCT) | Positive (260373001^Detected^SCT) Negative (260415000^Not Detected^SCT) Invalid (455371000124106^Invalid result^SCT or 125154007^Specimen unsatisfactory for evaluation^SCT) | 96448-6 | SARS-CoV-2 (COVID-19) N gene [Presence] in Saliva (oral fluid) by Nucleic acid amplification using CDC primer-probe set N1 | 96448-6 | SARS-CoV-2 (COVID-19) N gene [Presence] in Saliva (oral fluid) by Nucleic acid amplification using CDC primer-probe set N1 | Testing is limited to laboratories designated by the Yale School of Public Health, Department of Epidemiology of Microbial Diseases, that includes the Clinical Molecular Diagnostics Laboratory, Department of Pathology, Yale School of Medicine, located at 310 Cedar St., New Haven, CT 06510, that are also certified under the Clinical Laboratory Improvement Amendments of 1988 (CLIA), 42 U.S.C. §263a and meet the requirements to perform high complexity tests. |  |  | SalivaDirect for use with DTC Kits_Yale School of Public Health, Department of Epidemiology of Microbial Diseases | EUA | CFX96 Touch Real-Time PCR System_BioRad | MNI | SARS coronavirus 2 N gene | PrThr | Pt | Respiratory | Ord | Probe.amp.tar.CDC primer-probe set N1 | 20211027 | 2.69
20230426 | Per April 21, 2023 EUA Revision Summary, added the following authorized PCR instruments: XDive Superfast Real-Time PCR System (OnsiteGene), Mic qPCR/Q (Biomolecular Systems/Quantabio (Avantor)), and the CFX Opus Real-Time PCR Detection System (BioRad). | Yale School of Public Health, Department of Epidemiology of Microbial Diseases | LDT: SalivaDirect* | SARS-CoV-2 Result Interpretation | saliva (258560004^Oral saliva sample^SCT) | Positive (260373001^Detected^SCT) Negative (260415000^Not Detected^SCT) Invalid (455371000124106^Invalid result^SCT or 125154007^Specimen unsatisfactory for evaluation^SCT) | 96448-6 | SARS-CoV-2 (COVID-19) N gene [Presence] in Saliva (oral fluid) by Nucleic acid amplification using CDC primer-probe set N1 | 96448-6 | SARS-CoV-2 (COVID-19) N gene [Presence] in Saliva (oral fluid) by Nucleic acid amplification using CDC primer-probe set N1 | Testing is limited to laboratories designated by the Yale School of Public Health, Department of Epidemiology of Microbial Diseases, that includes the Clinical Molecular Diagnostics Laboratory, Department of Pathology, Yale School of Medicine, located at 310 Cedar St., New Haven, CT 06510 |  |  | SalivaDirect_Yale School of Public Health, Department of Epidemiology of Microbial Diseases | EUA | CFX96 Touch Real-Time PCR System_BioRad | MNI | SARS coronavirus 2 N gene | PrThr | Pt | Saliva | Ord | Probe.amp.tar.CDC primer-probe set N1 | 20210331 | 2.69
20230412 | Per March 30, 2023 EUA Revision, removed row with LightCycler 480 PCR Instrument | SD Biosensor Inc. | STANDARD M nCoV Real-Time Detection Kit* | SARS-CoV-2 Result Interpretation | anterior nasal swabs (697989009^Anterior nares swab^SCT) mid-turbinate nasal swabs(871810001^Mid-turbinate nasal swab^SCT) nasopharyngeal swabs (258500001^Nasopharyngeal swab^SCT) oropharyngeal swabs (258529004^Throat swab^SCT) sputum (119334006^Sputum specimen^SCT) | POSITIVE (260373001^Detected^SCT) PRESUMPTIVE POSITIVE (720735008^Presumptive positive^SCT) NEGATIVE (260415000^Not detected^SCT) INVALID (455371000124106^Invalid result^SCT or 125154007^Specimen unsatisfactory for evaluation^SCT) | 94500-6 | SARS coronavirus 2 RNA [Presence] in Respiratory specimen by NAA with probe detection | 94531-1 | SARS coronavirus 2 RNA panel - Respiratory specimen by NAA with probe detection |  |  |  | STANDARD M nCoV Real-Time Detection Kit_SD Biosensor, Inc. | EUA | LightCycler 480 Instrument_Roche | MNI | SARS coronavirus 2 RNA | PrThr | Pt | Respiratory | Ord | Probe.amp.tar | 20220727 | 2.68
20230322 | Changed "ABI QuantStudio 5 Real-Time PCR_Thermo Fisher" (Equipment ID: 10190302015592) to "ABI QuantStudio 5 Dx Real-Time PCR_Thermo Fisher" in Instrument List tab. Removed "ABI QuantStudio 5 Dx_Thermo Fisher" from "Instrument List" tab. | NA | NA | NA | NA | NA | NA | NA | NA | NA | NA | NA | NA | NA | NA | NA | NA | NA | NA | NA | NA | NA | NA | NA | NA
20230308 | Updated pre-released LOINC version ID "2.69-pre" to official version ID "2.74". Changed publication version ID to 20230308. | University of California, Los Angeles (UCLA) | LDT: UCLA SwabSeq COVID-19 Diagnostic Platform* | SARS-CoV-2 Result Interpretation | nasopharyngeal swabs (258500001^Nasopharyngeal swab^SCT) oropharyngeal (throat) swab (258529004^Throat swab^SCT) midturbinate nasal swabs (871810001^Mid-turbinate nasal swab^SCT) anterior nasal swabs (697989009^Anterior nares swab^SCT) | Positive for SARS-CoV-2 for the Sample ID (260373001^Detected^SCT) Negative for SARS-CoV-2 for the Sample ID (260415000^Not Detected^SCT) Invalid for the Sample ID (455371000124106^Invalid result^SCT or 125154007^Specimen unsatisfactory for evaluation^SCT) | 95424-8 | SARS-CoV-2 (COVID-19) RNA [Presence] in Respiratory specimen by Sequencing | 95424-8 | SARS-CoV-2 (COVID-19) RNA [Presence] in Respiratory specimen by Sequencing |  |  |  | UCLA SwabSeq COVID-19 Diagnostic Platform_University of California, Los Angeles (UCLA) | EUA | ABI Veriti Thermal Cycler_Thermo Fisher | MNI | SARS coronavirus 2 RNA | PrThr | Pt | Respiratory | Ord | Sequencing | 20220727 | 2.69-pre
20230308 | Updated pre-released LOINC version ID "2.69-pre" to official version ID "2.74". Changed publication version ID to 20230308. | University of California, Los Angeles (UCLA) | LDT: UCLA SwabSeq COVID-19 Diagnostic Platform* | SARS-CoV-2 Result Interpretation | nasopharyngeal swabs (258500001^Nasopharyngeal swab^SCT) oropharyngeal (throat) swab (258529004^Throat swab^SCT) midturbinate nasal swabs (871810001^Mid-turbinate nasal swab^SCT) anterior nasal swabs (697989009^Anterior nares swab^SCT) | Positive for SARS-CoV-2 for the Sample ID (260373001^Detected^SCT) Negative for SARS-CoV-2 for the Sample ID (260415000^Not Detected^SCT) Invalid for the Sample ID (455371000124106^Invalid result^SCT or 125154007^Specimen unsatisfactory for evaluation^SCT) | 95424-8 | SARS-CoV-2 (COVID-19) RNA [Presence] in Respiratory specimen by Sequencing | 95424-8 | SARS-CoV-2 (COVID-19) RNA [Presence] in Respiratory specimen by Sequencing |  |  |  | UCLA SwabSeq COVID-19 Diagnostic Platform_University of California, Los Angeles (UCLA) | EUA | NextSeq 550 Sequencing System_Illumina | MNI | SARS coronavirus 2 RNA | PrThr | Pt | Respiratory | Ord | Sequencing | 20220727 | 2.69-pre
20230308 | Updated pre-released LOINC version ID "2.69-pre" to official version ID "2.74". Changed publication version ID to 20230308. | University of California, Los Angeles (UCLA) | LDT: UCLA SwabSeq COVID-19 Diagnostic Platform* | SARS-CoV-2 Result Interpretation | nasopharyngeal swabs (258500001^Nasopharyngeal swab^SCT) oropharyngeal (throat) swab (258529004^Throat swab^SCT) midturbinate nasal swabs (871810001^Mid-turbinate nasal swab^SCT) anterior nasal swabs (697989009^Anterior nares swab^SCT) | Positive for SARS-CoV-2 for the Sample ID (260373001^Detected^SCT) Negative for SARS-CoV-2 for the Sample ID (260415000^Not Detected^SCT) Invalid for the Sample ID (455371000124106^Invalid result^SCT or 125154007^Specimen unsatisfactory for evaluation^SCT) | 95424-8 | SARS-CoV-2 (COVID-19) RNA [Presence] in Respiratory specimen by Sequencing | 95424-8 | SARS-CoV-2 (COVID-19) RNA [Presence] in Respiratory specimen by Sequencing |  |  |  | UCLA SwabSeq COVID-19 Diagnostic Platform_University of California, Los Angeles (UCLA) | EUA | NextSeq 500 Sequencing System_Illumina | MNI | SARS coronavirus 2 RNA | PrThr | Pt | Respiratory | Ord | Sequencing | 20220727 | 2.69-pre
20230308 | Updated pre-released LOINC version ID "2.69-pre" to official version ID "2.74". Changed publication version ID to 20230308. | University of California, Los Angeles (UCLA) | LDT: UCLA SwabSeq COVID-19 Diagnostic Platform* | SARS-CoV-2 Result Interpretation | nasopharyngeal swabs (258500001^Nasopharyngeal swab^SCT) oropharyngeal (throat) swab (258529004^Throat swab^SCT) midturbinate nasal swabs (871810001^Mid-turbinate nasal swab^SCT) anterior nasal swabs (697989009^Anterior nares swab^SCT) | Positive for SARS-CoV-2 for the Sample ID (260373001^Detected^SCT) Negative for SARS-CoV-2 for the Sample ID (260415000^Not Detected^SCT) Invalid for the Sample ID (455371000124106^Invalid result^SCT or 125154007^Specimen unsatisfactory for evaluation^SCT) | 95424-8 | SARS-CoV-2 (COVID-19) RNA [Presence] in Respiratory specimen by Sequencing | 95424-8 | SARS-CoV-2 (COVID-19) RNA [Presence] in Respiratory specimen by Sequencing |  |  |  | UCLA SwabSeq COVID-19 Diagnostic Platform_University of California, Los Angeles (UCLA) | EUA | MiSeq System_Illumina | MNI | SARS coronavirus 2 RNA | PrThr | Pt | Respiratory | Ord | Sequencing | 20220727 | 2.69-pre
20230308 | Updated pre-released LOINC version ID "2.69-pre" to official version ID "2.74". Changed publication version ID to 20230308. | Standard BioTools Inc. | Advanta Dx SARS-CoV-2 RT-PCR Assay* | SARS-CoV-2 Sample Interpretation | saliva specimens (258560004^Oral saliva sample^SCT) | Positive (260373001^Detected^SCT) Negative (260415000^Not Detected^SCT) No Template (125154007^Specimen unsatisfactory for evaluation^SCT) Inconclusive (419984006^Inconclusive^SCT) | 95425-5 | SARS-CoV-2 (COVID-19) N gene [Presence] in Saliva (oral fluid) by NAA with probe detection | 95826-4 | SARS-CoV-2 (COVID-19) RNA panel - Saliva (oral fluid) by NAA with probe detection | The manufacturer name was changed from Fluidigm Corporation to Standard BioTools Inc. |  |  | Advanta Dx SARS-CoV-2 RT-PCR Assay_Standard BioTools Inc. | EUA | Biomark HD system_Standard BioTools Inc. | MNI | SARS coronavirus 2 N gene | PrThr | Pt | Saliva | Ord | Probe.amp.tar | 20220622 | 2.69-pre
20230308 | Updated pre-released LOINC version ID "2.69-pre" to official version ID "2.74". Changed publication version ID to 20230308. | Quadrant Biosciences Inc. | Clarifi COVID-19 Test Kit* | Result | saliva swab (258560004^Oral saliva sample^SCT) | Positive for SARS-CoV-2 (260373001^Detected^SCT) SARS-CoV-2 presumptive positive (720735008^Presumptive positive^SCT) Negative for SARS-CoV-2 (260415000^Not Detected^SCT) Invalid (455371000124106^Invalid result^SCT or 125154007^Specimen unsatisfactory for evaluation^SCT) | 96091-4 | SARS-CoV-2 (COVID-19) RdRp gene [Presence] in Saliva (oral fluid) by NAA with probe detection | 96091-4 | SARS-CoV-2 (COVID-19) RdRp gene [Presence] in Saliva (oral fluid) by NAA with probe detection |  |  |  | Clarifi COVID-19 Test Kit_Quadrant Biosciences Inc. | EUA | CFX384 Touch Real-Time PCR_BioRad | MNI | SARS coronavirus 2 RdRp gene | PrThr | Pt | Saliva | Ord | Probe.amp.tar | 20201028 | 2.69-pre
20230308 | Updated pre-released LOINC version ID "2.69-pre" to official version ID "2.74". Changed publication version ID to 20230308. | Quadrant Biosciences Inc. | Clarifi COVID-19 Test Kit* | Result | saliva swab (258560004^Oral saliva sample^SCT) | Positive for SARS-CoV-2 (260373001^Detected^SCT) SARS-CoV-2 presumptive positive (720735008^Presumptive positive^SCT) Negative for SARS-CoV-2 (260415000^Not Detected^SCT) Invalid (455371000124106^Invalid result^SCT or 125154007^Specimen unsatisfactory for evaluation^SCT) | 96091-4 | SARS-CoV-2 (COVID-19) RdRp gene [Presence] in Saliva (oral fluid) by NAA with probe detection | 96091-4 | SARS-CoV-2 (COVID-19) RdRp gene [Presence] in Saliva (oral fluid) by NAA with probe detection |  |  |  | Clarifi COVID-19 Test Kit_Quadrant Biosciences Inc. | EUA | CFX96 Touch Real-Time PCR System_BioRad | MNI | SARS coronavirus 2 RdRp gene | PrThr | Pt | Saliva | Ord | Probe.amp.tar | 20201028 | 2.69-pre
20230308 | Updated pre-released LOINC version ID "2.69-pre" to official version ID "2.74". Changed publication version ID to 20230308. | Quadrant Biosciences Inc. | Clarifi COVID-19 Test Kit* | Result | saliva swab (258560004^Oral saliva sample^SCT) | Positive for SARS-CoV-2 (260373001^Detected^SCT) SARS-CoV-2 presumptive positive (720735008^Presumptive positive^SCT) Negative for SARS-CoV-2 (260415000^Not Detected^SCT) Invalid (455371000124106^Invalid result^SCT or 125154007^Specimen unsatisfactory for evaluation^SCT) | 96091-4 | SARS-CoV-2 (COVID-19) RdRp gene [Presence] in Saliva (oral fluid) by NAA with probe detection | 96091-4 | SARS-CoV-2 (COVID-19) RdRp gene [Presence] in Saliva (oral fluid) by NAA with probe detection |  |  |  | Clarifi COVID-19 Test Kit_Quadrant Biosciences Inc. | EUA | 10190302015592 | DII | SARS coronavirus 2 RdRp gene | PrThr | Pt | Saliva | Ord | Probe.amp.tar | 20201028 | 2.69-pre
20230308 | Updated pre-released LOINC version ID "2.69-pre" to official version ID "2.74". Changed publication version ID to 20230308. | Phosphorus Diagnostics LLC | Phosphorus COVID-19 RT-qPCR Test | SARS-CoV-2 RNA Result Interpretation | saliva (258560004^Oral saliva sample^SCT) | Positive (260373001^Detected^SCT) Negative (260415000^Not detected^SCT) Inconclusive (419984006^Inconclusive^SCT) Invalid (455371000124106^Invalid result^SCT) | 95425-5 | SARS-CoV-2 (COVID-19) N gene [Presence] in Saliva (oral fluid) by NAA with probe detection | 95425-5 | SARS-CoV-2 (COVID-19) N gene [Presence] in Saliva (oral fluid) by NAA with probe detection | This test is also distributed under the brand name: • Wheeler Labs COVID-19 RT-qPCR Test Testing is limited to Phosphorus Diagnostics LLC in Secaucus, NJ |  |  | Phosphorus COVID-19 RT-qPCR Test_Phosphorus Diagnostics LLC | EUA | CFX384 Touch Real-Time PCR_BioRad | MNI | SARS coronavirus 2 N gene | PrThr | Pt | Saliva | Ord | Probe.amp.tar | 20220727 | 2.69-pre
20230308 | Updated pre-released LOINC version ID "2.69-pre" to official version ID "2.74". Changed publication version ID to 20230308. | National Jewish Health | LDT: SARS-CoV-2 MassArray Test* | SARS-CoV-2 Report | nasal swabs (445297001^Swab of internal nose^SCT) mid-turbinate swabs (871810001^Mid-turbinate nasal swab^SCT) nasopharyngeal swabs (258500001^Nasopharyngeal swab^SCT) oropharyngeal swabs (258529004^Throat swab^SCT) nasal aspirate and wash (429931000124105^Nasal aspirate specimen^SCT or 433871000124101^Nasal washings^SCT) nasopharyngeal aspirate and wash (258411007^Nasopharyngeal aspirate^SCT or 258467004^Nasopharyngeal washings^SCT) bronchoalveolar lavage specimens (258607008^Bronchoalveolar lavage fluid sample^SCT) | Detected (260373001^Detected^SCT) Not Detected (260415000^Not Detected^SCT) Indeterminate (82334004^Indeterminate^SCT) controls are not valid (455371000124106^Invalid result^SCT or 125154007^Specimen unsatisfactory for evaluation^SCT) | 95608-6 | SARS-CoV-2 (COVID-19) RNA [Presence] in Respiratory specimen by NAA with non-probe detection | 95608-6 | SARS-CoV-2 (COVID-19) RNA [Presence] in Respiratory specimen by NAA with non-probe detection | Testing is limited to the National Jewish Health Advanced Diagnostics Laboratory, located at 1400 Jackson St., Denver, CO 80206 |  |  | SARS-CoV-2 MassArray Test_National Jewish Health | EUA | ABI Veriti Thermal Cycler_Thermo Fisher | MNI | SARS coronavirus 2 RNA | PrThr | Pt | Respiratory | Ord | Non-probe.amp.tar | 20220727 | 2.69-pre
20230308 | Updated pre-released LOINC version ID "2.69-pre" to official version ID "2.74". Changed publication version ID to 20230308. | National Jewish Health | LDT: SARS-CoV-2 MassArray Test* | SARS-CoV-2 Report | nasal swabs (445297001^Swab of internal nose^SCT) mid-turbinate swabs (871810001^Mid-turbinate nasal swab^SCT) nasopharyngeal swabs (258500001^Nasopharyngeal swab^SCT) oropharyngeal swabs (258529004^Throat swab^SCT) nasal aspirate and wash (429931000124105^Nasal aspirate specimen^SCT or 433871000124101^Nasal washings^SCT) nasopharyngeal aspirate and wash (258411007^Nasopharyngeal aspirate^SCT or 258467004^Nasopharyngeal washings^SCT) bronchoalveolar lavage specimens (258607008^Bronchoalveolar lavage fluid sample^SCT) | Detected (260373001^Detected^SCT) Not Detected (260415000^Not Detected^SCT) Indeterminate (82334004^Indeterminate^SCT) controls are not valid (455371000124106^Invalid result^SCT or 125154007^Specimen unsatisfactory for evaluation^SCT) | 95608-6 | SARS-CoV-2 (COVID-19) RNA [Presence] in Respiratory specimen by NAA with non-probe detection | 95608-6 | SARS-CoV-2 (COVID-19) RNA [Presence] in Respiratory specimen by NAA with non-probe detection | Testing is limited to the National Jewish Health Advanced Diagnostics Laboratory, located at 1400 Jackson St., Denver, CO 80206 |  |  | SARS-CoV-2 MassArray Test_National Jewish Health | EUA | MassARRAY System_Agena Bioscience | MNI | SARS coronavirus 2 RNA | PrThr | Pt | Respiratory | Ord | Non-probe.amp.tar | 20220727 | 2.69-pre
20230308 | Updated pre-released LOINC version ID "2.69-pre" to official version ID "2.74". Changed publication version ID to 20230308. Changed the test performed long common name from " SARS coronavirus 2 RNA (COVID-19) [Presence] in Respiratory specimen by Sequencing" to "SARS-CoV-2 (COVID-19) RNA [Presence] in Respiratory specimen by Sequencing" | Illumina | COVIDSeq Test* | SARS-CoV-2 RNA | nasopharyngeal (NP) swabs (258500001^Nasopharyngeal swab^SCT) oropharyngeal (OP) swabs (258529004^Throat swab^SCT) anterior nasal swabs (697989009^Anterior nares swab^SCT) mid-turbinate nasal swabs (871810001^Mid-turbinate nasal swab^SCT) nasopharyngeal wash/aspirates (258411007^Nasopharyngeal aspirate^SCT) nasal aspirates (429931000124105^Nasal aspirate specimen^SCT) bronchoalveolar lavage (BAL) (258607008^Bronchoalveolar lavage fluid sample^SCT) | SARS-CoV-2 Detected (260373001^Detected^SCT) SARS-CoV-2 Not detected (260415000^Not detected^SCT) Invalid (455371000124106^Invalid result^SCT or 125154007^Specimen unsatisfactory for evaluation^SCT) | 95424-8 | SARS coronavirus 2 RNA (COVID-19) [Presence] in Respiratory specimen by Sequencing | 95424-8 | SARS-CoV-2 (COVID-19) RNA [Presence] in Respiratory specimen by Sequencing |  |  |  | Illumina COVIDSeq Test_Illumina, Inc. | EUA | NovaSeq 6000 Sequencing System_Illumina | MNI | SARS coronavirus 2 RNA | PrThr | Pt | Respiratory | Ord | Sequencing | 20201118 | 2.69-pre
20230308 | Updated pre-released LOINC version ID "2.69-pre" to official version ID "2.74". Changed publication version ID to 20230308. Changed the test performed long common name from " SARS coronavirus 2 RNA (COVID-19) [Presence] in Respiratory specimen by Sequencing" to "SARS-CoV-2 (COVID-19) RNA [Presence] in Respiratory specimen by Sequencing" | Illumina | COVIDSeq Test* | SARS-CoV-2 RNA | nasopharyngeal (NP) swabs (258500001^Nasopharyngeal swab^SCT) oropharyngeal (OP) swabs (258529004^Throat swab^SCT) anterior nasal swabs (697989009^Anterior nares swab^SCT) mid-turbinate nasal swabs (871810001^Mid-turbinate nasal swab^SCT) nasopharyngeal wash/aspirates (258411007^Nasopharyngeal aspirate^SCT) nasal aspirates (429931000124105^Nasal aspirate specimen^SCT) bronchoalveolar lavage (BAL) (258607008^Bronchoalveolar lavage fluid sample^SCT) | SARS-CoV-2 Detected (260373001^Detected^SCT) SARS-CoV-2 Not detected (260415000^Not detected^SCT) Invalid (455371000124106^Invalid result^SCT or 125154007^Specimen unsatisfactory for evaluation^SCT) | 95424-8 | SARS coronavirus 2 RNA (COVID-19) [Presence] in Respiratory specimen by Sequencing | 95424-8 | SARS-CoV-2 (COVID-19) RNA [Presence] in Respiratory specimen by Sequencing |  |  |  | Illumina COVIDSeq Test_Illumina, Inc. | EUA | NextSeq 550Dx Sequencing System_Illumina | MNI | SARS coronavirus 2 RNA | PrThr | Pt | Respiratory | Ord | Sequencing | 20201118 | 2.69-pre
20230308 | Updated pre-released LOINC version ID "2.69-pre" to official version ID "2.74". Changed publication version ID to 20230308. Changed the test performed long common name from " SARS coronavirus 2 RNA (COVID-19) [Presence] in Respiratory specimen by Sequencing" to "SARS-CoV-2 (COVID-19) RNA [Presence] in Respiratory specimen by Sequencing" | Illumina | COVIDSeq Test* | SARS-CoV-2 RNA | nasopharyngeal (NP) swabs (258500001^Nasopharyngeal swab^SCT) oropharyngeal (OP) swabs (258529004^Throat swab^SCT) anterior nasal swabs (697989009^Anterior nares swab^SCT) mid-turbinate nasal swabs (871810001^Mid-turbinate nasal swab^SCT) nasopharyngeal wash/aspirates (258411007^Nasopharyngeal aspirate^SCT) nasal aspirates (429931000124105^Nasal aspirate specimen^SCT) bronchoalveolar lavage (BAL) (258607008^Bronchoalveolar lavage fluid sample^SCT) | SARS-CoV-2 Detected (260373001^Detected^SCT) SARS-CoV-2 Not detected (260415000^Not detected^SCT) Invalid (455371000124106^Invalid result^SCT or 125154007^Specimen unsatisfactory for evaluation^SCT) | 95424-8 | SARS coronavirus 2 RNA (COVID-19) [Presence] in Respiratory specimen by Sequencing | 95424-8 | SARS-CoV-2 (COVID-19) RNA [Presence] in Respiratory specimen by Sequencing |  |  |  | Illumina COVIDSeq Test_Illumina, Inc. | EUA | NextSeq 550 Sequencing System_Illumina | MNI | SARS coronavirus 2 RNA | PrThr | Pt | Respiratory | Ord | Sequencing | 20201118 | 2.69-pre
20230308 | Updated pre-released LOINC version ID "2.69-pre" to official version ID "2.74". Changed publication version ID to 20230308. Changed the test performed long common name from " SARS coronavirus 2 RNA (COVID-19) [Presence] in Respiratory specimen by Sequencing" to "SARS-CoV-2 (COVID-19) RNA [Presence] in Respiratory specimen by Sequencing" | Illumina | COVIDSeq Test* | SARS-CoV-2 RNA | nasopharyngeal (NP) swabs (258500001^Nasopharyngeal swab^SCT) oropharyngeal (OP) swabs (258529004^Throat swab^SCT) anterior nasal swabs (697989009^Anterior nares swab^SCT) mid-turbinate nasal swabs (871810001^Mid-turbinate nasal swab^SCT) nasopharyngeal wash/aspirates (258411007^Nasopharyngeal aspirate^SCT) nasal aspirates (429931000124105^Nasal aspirate specimen^SCT) bronchoalveolar lavage (BAL) (258607008^Bronchoalveolar lavage fluid sample^SCT) | SARS-CoV-2 Detected (260373001^Detected^SCT) SARS-CoV-2 Not detected (260415000^Not detected^SCT) Invalid (455371000124106^Invalid result^SCT or 125154007^Specimen unsatisfactory for evaluation^SCT) | 95424-8 | SARS coronavirus 2 RNA (COVID-19) [Presence] in Respiratory specimen by Sequencing | 95424-8 | SARS-CoV-2 (COVID-19) RNA [Presence] in Respiratory specimen by Sequencing |  |  |  | Illumina COVIDSeq Test_Illumina, Inc. | EUA | NextSeq 500 Sequencing System_Illumina | MNI | SARS coronavirus 2 RNA | PrThr | Pt | Respiratory | Ord | Sequencing | 20201118 | 2.69-pre
20230308 | Updated pre-released LOINC version ID "2.69-pre" to official version ID "2.74". Changed publication version ID to 20230308. | Guardant Health, Inc. | LDT: Guardant-19 | SARS-CoV-2 Result Interpretation | nasopharyngeal (NP) swabs (258500001^Nasopharyngeal swab^SCT) oropharyngeal (OP) swabs (258529004^Throat swab^SCT) nasal swabs (445297001^Swab of internal nose^SCT) anterior nasal swabs (697989009^Anterior nares swab^SCT) mid-turbinate nasal swabs (871810001^Mid-turbinate nasal swab^SCT) nasopharyngeal wash/aspirates (258467004^Nasopharyngeal washings^SCT or 258411007^Nasopharyngeal aspirate^SCT) nasal aspirates (429931000124105^Nasal aspirate specimen^SCT) nasal washes (433871000124101^Nasal washings^SCT) | Detected (260373001^Detected^SCT) Not Detected (260415000^Not Detected^SCT) Invalid (455371000124106^Invalid result^SCT or 125154007^Specimen unsatisfactory for evaluation^SCT) | 95424-8 | SARS-CoV-2 (COVID-19) RNA [Presence] in Respiratory specimen by Sequencing | 95424-8 | SARS-CoV-2 (COVID-19) RNA [Presence] in Respiratory specimen by Sequencing | Testing is limited to the Guardant Health Clinical Laboratory, 505 Penobscot Drive, Redwood City, CA, 94063, which is certified under the Clinical Laboratory Improvement Amendments of 1988 (CLIA), 42 U.S.C. §263a, and meets requirements to perform high complexity tests. |  |  | Guardant-19_Guardant Health, Inc. | EUA | NextSeq 550 Sequencing System_Illumina | MNI | SARS coronavirus 2 RNA | PrThr | Pt | Respiratory | Ord | Sequencing | 20200902 | 2.69-pre
20230308 | Updated pre-released LOINC version ID "2.69-pre" to official version ID "2.74". Changed publication version ID to 20230308. | Guardant Health, Inc. | LDT: Guardant-19 | SARS-CoV-2 Result Interpretation | nasopharyngeal (NP) swabs (258500001^Nasopharyngeal swab^SCT) oropharyngeal (OP) swabs (258529004^Throat swab^SCT) nasal swabs (445297001^Swab of internal nose^SCT) anterior nasal swabs (697989009^Anterior nares swab^SCT) mid-turbinate nasal swabs (871810001^Mid-turbinate nasal swab^SCT) nasopharyngeal wash/aspirates (258467004^Nasopharyngeal washings^SCT or 258411007^Nasopharyngeal aspirate^SCT) nasal aspirates (429931000124105^Nasal aspirate specimen^SCT) nasal washes (433871000124101^Nasal washings^SCT) | Detected (260373001^Detected^SCT) Not Detected (260415000^Not Detected^SCT) No Call (455371000124106^Invalid result^SCT or 125154007^Specimen unsatisfactory for evaluation^SCT) | 95424-8 | SARS-CoV-2 (COVID-19) RNA [Presence] in Respiratory specimen by Sequencing | 95424-8 | SARS-CoV-2 (COVID-19) RNA [Presence] in Respiratory specimen by Sequencing | Testing is limited to the Guardant Health Clinical Laboratory, 505 Penobscot Drive, Redwood City, CA, 94063, which is certified under the Clinical Laboratory Improvement Amendments of 1988 (CLIA), 42 U.S.C. §263a, and meets requirements to perform high complexity tests. |  |  | Guardant-19_Guardant Health, Inc. | EUA | NextSeq 500 Sequencing System_Illumina | MNI | SARS coronavirus 2 RNA | PrThr | Pt | Respiratory | Ord | Sequencing | 20200902 | 2.69-pre
20230308 | Updated pre-released LOINC version ID "2.69-pre" to official version ID "2.74". Changed publication version ID to 20230308. Changed test performed/test ordered long common name from "SARS-CoV-2 (COVID-19) S protein RBD neutralizing antibody [Presence] in Serum or Plasma by Immunoassay" to "SARS-CoV-2 (COVID-19) S protein RBD neutralizing antibody [Presence] in Serum or Plasma by sVNT", changed the test performed method from "IA" to "sVNT". | GenScript USA Inc. | cPass SARS-CoV-2 Neutralization Antibody Detection Kit | SARS-CoV-2 Neutralizing Antibodies Result Interpretation | serum (119364003^Serum specimen^SCT) plasma (119361006^Plasma specimen^SCT) | Neutralizing antibodies for SARS-CoV-2 are detected (10828004^Positive^SCT) Neutralizing antibodies for SARS-CoV-2 are not detected (260385009^Negative^SCT) | 96603-6 | SARS-CoV-2 (COVID-19) S protein RBD neutralizing antibody [Presence] in Serum or Plasma by Immunoassay | 96603-6 | SARS-CoV-2 (COVID-19) S protein RBD neutralizing antibody [Presence] in Serum or Plasma by Immunoassay |  |  |  | cPass SARS-CoV-2 Neutralization Antibody Detection Kit_GenScript USA Inc. | EUA | a microplate reader_NA | MNI | SARS coronavirus 2 spike protein RBD Ab.neut | PrThr | Pt | Ser/Plas | Ord | IA | 20201202 | 2.69-pre
20230308 | Updated pre-released LOINC version ID "2.69-pre" to official version ID "2.74". Changed publication version ID to 20230308. | Ethos Laboratories | LDT: Ethos Laboratories SARS-CoV-2 MALDI-TOF Assay* | SARS-CoV-2 Result Report | nasal swab (445297001^Swab of internal nose^SCT) mid-turbinate swab (871810001^Mid-turbinate nasal swab^SCT) nasopharyngeal swab (258500001^Nasopharyngeal swab^SCT) oropharyngeal swab (258529004^Throat swab^SCT) bronchoalveolar lavage specimens (258607008^Bronchoalveolar lavage fluid sample^SCT) | Invalid (455371000124106^Invalid result^SCT or 125154007^Specimen unsatisfactory for evaluation^SCT) Not detected (260415000^Not Detected^SCT) Detected (260373001^Detected^SCT) Inconclusive (419984006^Inconclusive^SCT) | 95608-6 | SARS-CoV-2 (COVID-19) RNA [Presence] in Respiratory specimen by NAA with non-probe detection | 95608-6 | SARS-CoV-2 (COVID-19) RNA [Presence] in Respiratory specimen by NAA with non-probe detection | Testing is limited to the Ethos Laboratories, located at 29 E. 6 St., Newport, KY 41071 |  |  | Ethos Laboratories SARS-CoV-2 MALDI-TOF Assay_Ethos Laboratories | EUA | Veriti 96 Fast Thermal Cycler_Thermo Fisher | MNI | SARS coronavirus 2 RNA | PrThr | Pt | Respiratory | Ord | Non-probe.amp.tar | 20200818 | 2.69-pre
20230308 | Updated pre-released LOINC version ID "2.69-pre" to official version ID "2.74". Changed publication version ID to 20230308. | Ethos Laboratories | LDT: Ethos Laboratories SARS-CoV-2 MALDI-TOF Assay* | SARS-CoV-2 Result Report | nasal swab (445297001^Swab of internal nose^SCT) mid-turbinate swab (871810001^Mid-turbinate nasal swab^SCT) nasopharyngeal swab (258500001^Nasopharyngeal swab^SCT) oropharyngeal swab (258529004^Throat swab^SCT) bronchoalveolar lavage specimens (258607008^Bronchoalveolar lavage fluid sample^SCT) | Invalid (455371000124106^Invalid result^SCT or 125154007^Specimen unsatisfactory for evaluation^SCT) Not detected (260415000^Not Detected^SCT) Detected (260373001^Detected^SCT) Inconclusive (419984006^Inconclusive^SCT) | 95608-6 | SARS-CoV-2 (COVID-19) RNA [Presence] in Respiratory specimen by NAA with non-probe detection | 95608-6 | SARS-CoV-2 (COVID-19) RNA [Presence] in Respiratory specimen by NAA with non-probe detection | Testing is limited to the Ethos Laboratories, located at 29 E. 6 St., Newport, KY 41071 |  |  | Ethos Laboratories SARS-CoV-2 MALDI-TOF Assay_Ethos Laboratories | EUA | MassARRAY System_Agena Bioscience | MNI | SARS coronavirus 2 RNA | PrThr | Pt | Respiratory | Ord | Non-probe.amp.tar | 20200818 | 2.69-pre
20230308 | Updated pre-released LOINC version ID "2.69-pre" to official version ID "2.74". Changed publication version ID to 20230308. | Clear Labs, Inc. | Clear Dx SARS-CoV-2 Test* | SARS-CoV-2 Result Interpretation | nasopharyngeal swab (258500001^Nasopharyngeal swab^SCT) oropharyngeal swab (258529004^Throat swab^SCT) anterior nasal swab (697989009^Anterior nares swab^SCT) midturbinate swab (871810001^Mid-turbinate nasal swab^SCT) nasopharyngeal wash/aspirate (258467004^Nasopharyngeal washings^SCT or 258411007^Nasopharyngeal aspirate^SCT) nasal aspirate (429931000124105^Nasal aspirate specimen^SCT) bronchoalveolar lavage specimen (258607008^Bronchoalveolar lavage fluid sample^SCT) | SARS-CoV-2 RNA Detected (260373001^Detected^SCT) SARS-CoV-2 RNA Not Detected (260415000^Not Detected^SCT) Invalid Result (455371000124106^Invalid result^SCT or 125154007^Specimen unsatisfactory for evaluation^SCT) | 95424-8 | SARS-CoV-2 (COVID-19) RNA [Presence] in Respiratory specimen by Sequencing | 95424-8 | SARS-CoV-2 (COVID-19) RNA [Presence] in Respiratory specimen by Sequencing |  |  |  | Clear Dx SARS-CoV-2 Test_Clear Labs, Inc. | EUA | GridION nanopore sequencer_Oxford Nanopore | MNI | SARS coronavirus 2 RNA | PrThr | Pt | Respiratory | Ord | Sequencing | 20220727 | 2.69-pre
20230308 | Updated pre-released LOINC version ID "2.69-pre" to official version ID "2.74". Changed publication version ID to 20230308. | Clear Labs, Inc. | Clear Dx SARS-CoV-2 Test* | SARS-CoV-2 Result Interpretation | nasopharyngeal swab (258500001^Nasopharyngeal swab^SCT) oropharyngeal swab (258529004^Throat swab^SCT) anterior nasal swab (697989009^Anterior nares swab^SCT) midturbinate swab (871810001^Mid-turbinate nasal swab^SCT) nasopharyngeal wash/aspirate (258467004^Nasopharyngeal washings^SCT or 258411007^Nasopharyngeal aspirate^SCT) nasal aspirate (429931000124105^Nasal aspirate specimen^SCT) bronchoalveolar lavage specimen (258607008^Bronchoalveolar lavage fluid sample^SCT) | SARS-CoV-2 RNA Detected (260373001^Detected^SCT) SARS-CoV-2 RNA Not Detected (260415000^Not Detected^SCT) Invalid Result (455371000124106^Invalid result^SCT or 125154007^Specimen unsatisfactory for evaluation^SCT) | 95424-8 | SARS-CoV-2 (COVID-19) RNA [Presence] in Respiratory specimen by Sequencing | 95424-8 | SARS-CoV-2 (COVID-19) RNA [Presence] in Respiratory specimen by Sequencing |  |  |  | Clear Dx SARS-CoV-2 Test_Clear Labs, Inc. | EUA | Clear Dx system_Clear Labs | MNI | SARS coronavirus 2 RNA | PrThr | Pt | Respiratory | Ord | Sequencing | 20220727 | 2.69-pre
20230308 | Updated pre-released LOINC version ID "2.69-pre" to official version ID "2.74". Changed publication version ID to 20230308. | Celltrion USA, Inc. | Sampinute COVID-19 Antigen MIA | SARS-CoV-2 Antigen Interpretation | nasopharyngeal swab (258500001^Nasopharyngeal swab^SCT) | SARS-CoV-2 spike proteins are detected. (260373001^Detected^SCT) SARS-CoV-2 spike proteins are not detected. (260415000^Not Detected^SCT) | 96119-3 | SARS-CoV-2 (COVID-19) Ag [Presence] in Upper respiratory specimen by Immunoassay | 96119-3 | SARS-CoV-2 (COVID-19) Ag [Presence] in Upper respiratory specimen by Immunoassay |  |  |  | Sampinute COVID-19 Antigen MIA_Celltrion USA, Inc. | EUA | Sampinute Analyzer_Celltrion | MNI | SARS coronavirus 2 Ag | PrThr | Pt | Respiratory.upper | Ord | IA | 20201104 | 2.69-pre
20230308 | Updated pre-released LOINC version ID "2.69-pre" to official version ID "2.74". Changed publication version ID to 20230308. | BillionToOne, Inc. | qSanger-COVID-19 Assay* | SARS-CoV-2 Result Interpretation | nasal swab (445297001^Swab of internal nose^SCT) mid-turbinate swab (871810001^Mid-turbinate nasal swab^SCT) nasopharyngeal swab (258500001^Nasopharyngeal swab^SCT) oropharyngeal swab (258529004^Throat swab^SCT) nasopharyngeal and oropharyngeal swab (433801000124107^Nasopharyngeal and oropharyngeal swab^SCT) | SARS-CoV-2 RNA detected (260373001^Detected^SCT) SARS-CoV-2 RNA NOT detected (260415000^Not Detected^SCT) Results are invalid (455371000124106^Invalid result^SCT or 125154007^Specimen unsatisfactory for evaluation^SCT) | 95424-8 | SARS-CoV-2 (COVID-19) RNA [Presence] in Respiratory specimen by Sequencing | 95424-8 | SARS-CoV-2 (COVID-19) RNA [Presence] in Respiratory specimen by Sequencing |  |  |  | qSanger-COVID-19 Assay_BillionToOne, Inc. | EUA | ABI Veriti Thermal Cycler_Thermo Fisher | MNI | SARS coronavirus 2 RNA | PrThr | Pt | Respiratory | Ord | Sequencing | 20220727 | 2.69-pre
20230308 | Updated pre-released LOINC version ID "2.69-pre" to official version ID "2.74". Changed publication version ID to 20230308. | BillionToOne, Inc. | qSanger-COVID-19 Assay* | SARS-CoV-2 Result Interpretation | nasal swab (445297001^Swab of internal nose^SCT) mid-turbinate swab (871810001^Mid-turbinate nasal swab^SCT) nasopharyngeal swab (258500001^Nasopharyngeal swab^SCT) oropharyngeal swab (258529004^Throat swab^SCT) nasopharyngeal and oropharyngeal swab (433801000124107^Nasopharyngeal and oropharyngeal swab^SCT) | SARS-CoV-2 RNA detected (260373001^Detected^SCT) SARS-CoV-2 RNA NOT detected (260415000^Not Detected^SCT) Results are invalid (455371000124106^Invalid result^SCT or 125154007^Specimen unsatisfactory for evaluation^SCT) | 95424-8 | SARS-CoV-2 (COVID-19) RNA [Presence] in Respiratory specimen by Sequencing | 95424-8 | SARS-CoV-2 (COVID-19) RNA [Presence] in Respiratory specimen by Sequencing |  |  |  | qSanger-COVID-19 Assay_BillionToOne, Inc. | EUA | ABI 3730xl DNA Analyzer_Thermo Fisher | MNI | SARS coronavirus 2 RNA | PrThr | Pt | Respiratory | Ord | Sequencing | 20220727 | 2.69-pre
20230308 | Updated pre-released LOINC version ID "2.69-pre" to official version ID "2.74". Changed publication version ID to 20230308. Changed the test performed/test ordered Long common name from "SARS-CoV-2 (COVID-19) IgG+IgM Ab [Presence] in Serum, Plasma or Blood by Rapid immunoassay" to "SARS-CoV-2 (COVID-19) Ab [Presence] in Serum, Plasma or Blood by Rapid immunoassay", and test performed LOINC component from "SARS coronavirus 2 Ab.IgG+IgM" to "SARS coronavirus 2 Ab" | Beijing Wantai Biological Pharmacy Enterprise Co., Ltd. | WANTAI SARS-CoV-2 Ab Rapid Test* | antibodies to SARS-CoV-2 | serum (119364003^Serum specimen^SCT) plasma (119361006^Plasma specimen^SCT) venous whole blood (122555007^Venous blood specimen^SCT) | Invalid test run (455371000124106^Invalid result^SCT or 125154007^Specimen unsatisfactory for evaluation^SCT) Reactive Results (10828004^Positive^SCT) Non-reactive Results (260385009^Negative^SCT) | 95542-7 | SARS-CoV-2 (COVID-19) IgG+IgM Ab [Presence] in Serum, Plasma or Blood by Rapid immunoassay | 95542-7 | SARS-CoV-2 (COVID-19) IgG+IgM Ab [Presence] in Serum, Plasma or Blood by Rapid immunoassay |  |  |  | WANTAI SARS-CoV-2 Ab Rapid Test_Beijing Wantai Biological Pharmacy Enterprise Co., Ltd. | EUA | No Equipment | NA | SARS coronavirus 2 Ab.IgG+IgM | PrThr | Pt | Ser/Plas/Bld | Ord | IA.rapid | 20200811 | 2.69-pre
20230308 | Updated pre-released LOINC version ID "2.69-pre" to official version ID "2.74". Changed publication version ID to 20230308. | Agena Bioscience, Inc. | MassARRAY SARS-CoV-2 Panel* | SARS-CoV-2 Report | nasopharyngeal swab (258500001^Nasopharyngeal swab^SCT) oropharyngeal swab (258529004^Throat swab^SCT) nasal swab (445297001^Swab of internal nose^SCT) mid-turbinate swab (871810001^Mid-turbinate nasal swab^SCT) nasal aspirate (429931000124105^Nasal aspirate specimen^SCT) nasopharyngeal aspirate (258411007^Nasopharyngeal aspirate^SCT) bronchoalveolar lavage (BAL) (258607008^Bronchoalveolar lavage fluid sample^SCT) (433801000124107^Nasopharyngeal and oropharyngeal swab^SCT) | SARS-CoV-2 Detected (260373001^Detected^SCT) SARS-CoV-2 Inconclusive (419984006^Inconclusive^SCT) SARS-CoV-2 Not Detected (260415000^Not Detected^SCT) Invalid (455371000124106^Invalid result^SCT or 125154007^Specimen unsatisfactory for evaluation^SCT) | 95608-6 | SARS-CoV-2 (COVID-19) RNA [Presence] in Respiratory specimen by NAA with non-probe detection | 95608-6 | SARS-CoV-2 (COVID-19) RNA [Presence] in Respiratory specimen by NAA with non-probe detection |  |  |  | MassARRAY SARS-CoV-2 Panel_Agena Bioscience, Inc. | EUA | MassARRAY System_Agena Bioscience | MNI | SARS coronavirus 2 RNA | PrThr | Pt | Respiratory | Ord | Non-probe.amp.tar | 20201104 | 2.69-pre
20230308 | Updated pre-released LOINC version ID "2.70-pre" to official version ID "2.74". Changed publication version ID to 20230308. | Quanterix Corporation | Simoa Semi-Quantitative SARS-CoV-2 IgG Antibody Test* | SARS-CoV-2 IgG Antibody Result value | serum (119364003^Serum specimen^SCT) plasma (119361006^Plasma specimen^SCT) | µg/mL | 96742-2 | SARS-CoV-2 (COVID-19) IgG Ab [Mass/volume] in Serum or Plasma by Immunoassay | 96742-2 | SARS-CoV-2 (COVID-19) IgG Ab [Mass/volume] in Serum or Plasma by Immunoassay |  |  |  | Simoa Semi-Quantitative SARS-CoV-2 IgG Antibody Test_Quanterix Corporation | EUA | Simoa HD-X Analyzer_Quanterix | MNI | SARS coronavirus 2 Ab.IgG | MCnc | Pt | Ser/Plas | Qn | IA | 20210107 | 2.70-pre
20230308 | Updated pre-released LOINC version ID "2.70-pre" to official version ID "2.74". Changed publication version ID to 20230308. | NeuMoDx Molecular, Inc. | NeuMoDx Flu A-B/RSV/SARS-CoV-2 Vantage Assay | SARS-CoV-2 Interpretation | nasopharyngeal (NP) swab (258500001^Nasopharyngeal swab^SCT) anterior nasal swab (697989009^Anterior nares swab^SCT) | SARS-CoV-2 RNA Detected (260373001^Detected^SCT) SARS-CoV-2 RNA not detected (260415000^Not Detected^SCT) Sample processing was aborted; retest sample (455371000124106^Invalid result^SCT) All target results were invalid; retest sample (455371000124106^Invalid result^SCT or 125154007^Specimen unsatisfactory for evaluation^SCT) | 97098-8 | SARS-CoV-2 (COVID-19) Nsp2 gene [Presence] in Upper respiratory specimen by NAA with probe detection | 95941-1 | Influenza virus A and B and SARS-CoV-2 (COVID-19) and Respiratory syncytial virus RNA panel - Respiratory specimen by NAA with probe detection |  |  |  | NeuMoDx Flu A-B/RSV/SARS-CoV-2 Vantage Assay_NeuMoDx Molecular, Inc. | EUA | NeuMoDx 96 Molecular System_NeuMoDx | MNI | SARS coronavirus 2 Nsp2 gene | PrThr | Pt | Respiratory.upper | Ord | Probe.amp.tar | 20210407 | 2.70-pre
20230308 | Updated pre-released LOINC version ID "2.70-pre" to official version ID "2.74". Changed publication version ID to 20230308. | NeuMoDx Molecular, Inc. | NeuMoDx Flu A-B/RSV/SARS-CoV-2 Vantage Assay | SARS-CoV-2 Interpretation | nasopharyngeal (NP) swab (258500001^Nasopharyngeal swab^SCT) anterior nasal swab (697989009^Anterior nares swab^SCT) | SARS-CoV-2 RNA Detected (260373001^Detected^SCT) SARS-CoV-2 RNA not detected (260415000^Not Detected^SCT) Sample processing was aborted; retest sample (455371000124106^Invalid result^SCT) All target results were invalid; retest sample (455371000124106^Invalid result^SCT or 125154007^Specimen unsatisfactory for evaluation^SCT) | 97098-8 | SARS-CoV-2 (COVID-19) Nsp2 gene [Presence] in Upper respiratory specimen by NAA with probe detection | 95941-1 | Influenza virus A and B and SARS-CoV-2 (COVID-19) and Respiratory syncytial virus RNA panel - Respiratory specimen by NAA with probe detection |  |  |  | NeuMoDx Flu A-B/RSV/SARS-CoV-2 Vantage Assay_NeuMoDx Molecular, Inc. | EUA | NeuMoDx 288 Molecular System_NeuMoDx | MNI | SARS coronavirus 2 Nsp2 gene | PrThr | Pt | Respiratory.upper | Ord | Probe.amp.tar | 20210407 | 2.70-pre
20230308 | Updated pre-released LOINC version ID "2.70-pre" to official version ID "2.74". Changed publication version ID to 20230308. | Lucira Health, Inc. | Lucira CHECK-IT COVID-19 Test Kit* | SARS-CoV-2 RNA Result Interpretation | anterior nasal (nasal) swab (697989009^Anterior nares swab^SCT) | COVID-19 Positive (260373001^Detected^SCT) COVID-19 Negative (260415000^Not Detected^SCT) Invalid Result (455371000124106^Invalid result^SCT or 125154007^Specimen unsatisfactory for evaluation^SCT) | 96986-5 | SARS-CoV-2 (COVID-19) N gene [Presence] in Nose by NAA with non-probe detection | 96986-5 | SARS-CoV-2 (COVID-19) N gene [Presence] in Nose by NAA with non-probe detection |  |  |  | Lucira CHECK-IT COVID-19 Test Kit_Lucira Health, Inc. | EUA | No Equipment | NA | SARS coronavirus 2 N gene | PrThr | Pt | Nose | Ord | Non-probe.amp.tar | 20210414 | 2.70-pre
20230308 | Updated pre-released LOINC version ID "2.70-pre" to official version ID "2.74". Changed publication version ID to 20230308. | Lucira Health, Inc. | Lucira COVID-19 All-In-One Test Kit | SARS-CoV-2 Result Interpretation | nasal swab (445297001^Swab of internal nose^SCT) | COVID-19 Positive (260373001^Detected^SCT) COVID-19 Negative (260415000^Not Detected^SCT) Invalid Result (455371000124106^Invalid result^SCT or 125154007^Specimen unsatisfactory for evaluation^SCT) | 96986-5 | SARS-CoV-2 (COVID-19) N gene [Presence] in Nose by NAA with non-probe detection | 96986-5 | SARS-CoV-2 (COVID-19) N gene [Presence] in Nose by NAA with non-probe detection |  |  |  | 00810055970001 | DIT | 00810055970001 | DII | SARS coronavirus 2 N gene | PrThr | Pt | Nose | Ord | Non-probe.amp.tar | 20210324 | 2.70-pre
20230308 | Updated pre-released LOINC version ID "2.70-pre" to official version ID "2.74". Changed publication version ID to 20230308. | Becton, Dickinson and Company (BD) | BD Veritor System for Rapid Detection of SARS-CoV-2 & Flu A+B* | SARS-CoV-2 nucleocapsid antigen | anterior nasal swab (697989009^Anterior nares swab^SCT) | Negative Test for SARS-CoV-2 (no antigen detected) (260415000^Not Detected^SCT) Positive test for SARS-CoV-2 (SARS-CoV-2 antigen detected) (260373001^Detected^SCT) Result invalid. Repeat the test (455371000124106^Invalid result^SCT or 125154007^Specimen unsatisfactory for evaluation^SCT) Test Invalid. Repeat the test (455371000124106^Invalid result^SCT) | 97097-0 | SARS-CoV-2 (COVID-19) Ag [Presence] in Upper respiratory specimen by Rapid immunoassay | 97099-6 | Influenza virus A and B and SARS-CoV-2 (COVID-19) Ag panel - Upper respiratory specimen by Rapid immunoassay |  |  |  | BD Veritor System for Rapid Detection of SARS-CoV-2 & Flu A+B_Becton, Dickinson and Company (BD) | EUA | BD Veritor Plus System_Becton Dickinson | MNI | SARS coronavirus 2 Ag | PrThr | Pt | Respiratory.upper | Ord | IA.rapid | 20210407 | 2.70-pre
20230308 | Updated pre-released LOINC version ID "2.73-pre" to official version ID "2.74". Changed publication version ID to 20230308. | Hospital of the University of Pennsylvania | LDT: BD MAX COVID-19 ASSAY (Authorized by HHS/OASH)* | SARS-CoV-2 RNA Result Interpretation | nasopharyngeal swab (258500001^Nasopharyngeal swab^SCT) tracheal aspirates (445447003^Specimen from trachea obtained by aspiration^SCT) | Positive (260373001^Detected^SCT) Negative (260415000^Not Detected^SCT) Inconclusive (419984006^Inconclusive^SCT) | 98132-4 | SARS-CoV-2 (COVID-19) ORF1a region [Presence] in Respiratory specimen by NAA with probe detection | 98132-4 | SARS-CoV-2 (COVID-19) ORF1a region [Presence] in Respiratory specimen by NAA with probe detection | Testing is limited to laboratories of the Hospital of the University of Pennsylvania that are Clinical Laboratory Improvement Amendments of 1988 (CLIA), 42 U.S.C. §263a certified high-complexity laboratories. |  |  | BD MAX COVID-19 ASSAY (Authorized by HHS/OASH)_Hospital of the University of Pennsylvania | EUA | 00382904419165 | DII | SARS coronavirus 2 ORF1a region | PrThr | Pt | Respiratory | Ord | Probe.amp.tar | 20210811 | 2.71-pre
20230308 | Updated pre-released LOINC version ID "2.73-pre" to official version ID "2.74". Changed publication version ID to 20230308. | Diabetomics, Inc. | CovAb SARS-CoV-2 Ab Test* | Total SARS-CoV-2 antibodies Result Interpretation | oral fluid (gingival crevicular fluid – GCF) (441620008^Oral fluid specimen^SCT) | Positive Test Result (10828004^Positive^SCT) Negative Test Result (260385009^Negative^SCT) Invalid Test (455371000124106^Invalid result^SCT or 125154007^Specimen unsatisfactory for evaluation^SCT) | 98069-8 | SARS-CoV-2 (COVID-19) Ab [Presence] in Saliva (oral fluid) by Rapid immunoassay | 98069-8 | SARS-CoV-2 (COVID-19) Ab [Presence] in Saliva (oral fluid) by Rapid immunoassay |  |  |  | CovAb SARS-CoV-2 Ab Test_Diabetomics, Inc. | EUA | No Equipment | NA | SARS coronavirus 2 Ab | PrThr | Pt | Saliva | Ord | IA.rapid | 20210811 | 2.71-pre
20230308 | Updated pre-released LOINC version ID "2.73-pre" to official version ID "2.74". Changed publication version ID to 20230308. | InspectIR Systems LLC | InspectIR COVID-19 Breathalyzer* | SARS-CoV-2 Result | exhaled breath sample (119336008^Exhaled air specimen^SCT) | Presumptive Positive (+) (720735008^Presumptive positive^SCT) Negative (-) (260415000^Not Detected^SCT) | 100342-5 | Volatile Organic Compounds associated with SARS-CoV-2 infection [Presence] in Exhaled gas by Gas chromatography-mass spectrometry | 100342-5 | Volatile Organic Compounds associated with SARS-CoV-2 infection [Presence] in Exhaled gas by Gas chromatography-mass spectrometry | A 'False positive' result may occur, but all "positive" results must be confirmed with a highly sensitive FDA Authorized molecular assay. |  |  | InspectIR COVID-19 Breathalyzer_InspectIR Systems LLC | EUA | PNY-1000 instrument_InspectIR | MNI | Volatile Organic Compounds associated with SARS-CoV-2 infection | PrThr | Pt | Exhl gas | Ord | GC-MS | 20220427 | 2.73-pre
20230308 | Updated pre-released LOINC version ID "2.74-pre" to official version ID "2.74". Changed publication version ID to 20230308. | Lucira Health, Inc. | Lucira COVID-19 & Flu Test | Flu A | anterior nasal (nares) swab (697989009^Anterior nares swab^SCT) | Flu A Positive (260373001^Detected^SCT) Flu A Negative (260415000^Not Detected^SCT) Invalid (455371000124106^Invalid result^SCT or 125154007^Specimen unsatisfactory for evaluation^SCT) | 100973-7 | Influenza virus A RNA [Presence] in Nose by NAA with non-probe detection | 100972-9 | Influenza virus A & Influenza virus B & SARS coronavirus 2 RNA panel - Nose by NAA with non-probe detection |  |  |  | Lucira Health, Inc_Lucira COVID-19 & Flu Test | EUA | No Equipment | NA | Influenza virus A RNA | PrThr | Pt | Nose | Ord | Non-probe.amp.tar | 20221130 | 2.74-pre
20230308 | Updated pre-released LOINC version ID "2.74-pre" to official version ID "2.74". Changed publication version ID to 20230308. | Lucira Health, Inc. | Lucira COVID-19 & Flu Test | Flu B | anterior nasal (nares) swab (697989009^Anterior nares swab^SCT) | Flu B Positive (260373001^Detected^SCT) Flu B Negative (260415000^Not Detected^SCT) Invalid (455371000124106^Invalid result^SCT or 125154007^Specimen unsatisfactory for evaluation^SCT) | 100974-5 | Influenza virus B RNA [Presence] in Nose by NAA with non-probe detection | 100972-9 | Influenza virus A & Influenza virus B & SARS coronavirus 2 RNA panel - Nose by NAA with non-probe detection |  |  |  | Lucira Health, Inc_Lucira COVID-19 & Flu Test | EUA | No Equipment | NA | Influenza virus B RNA | PrThr | Pt | Nose | Ord | Non-probe.amp.tar | 20221130 | 2.74-pre
20230215 | Removed "nasopharyngeal swab" and added "mid-turbinate nasal swab" from Vendor Specimen Description per EUA Summary and package insert. | Celltrion USA, Inc. | Celltrion DiaTrust COVID-19 Ag Rapid Test* | SARS-CoV-2 nucleocapsid and RBD protein antigen | nasopharyngeal swab (258500001^Nasopharyngeal swab^SCT) | Negative (260415000^Not Detected^SCT) Positive (260373001^Detected^SCT) Invalid (455371000124106^Invalid result^SCT or 125154007^Specimen unsatisfactory for evaluation^SCT) | 95209-3 | SARS-CoV+SARS-CoV-2 (COVID-19) Ag [Presence] in Respiratory specimen by Rapid immunoassay | 95209-3 | SARS-CoV+SARS-CoV-2 (COVID-19) Ag [Presence] in Respiratory specimen by Rapid immunoassay | This test is also distributed under the brand name: • Humasis COVID-19 Ag Test |  |  | Celltrion DiaTrust COVID-19 Ag Rapid Test_Celltrion USA, Inc. | EUA | No Equipment | NA | SARS coronavirus+SARS coronavirus 2 Ag | PrThr | Pt | Respiratory | Ord | IA.rapid | 20220824 | 2.69
20230111 | Updated specimen description to include anterior nasal swabs. | Princeton BioMeditech Corp. | Status COVID-19/Flu* | SARS-CoV-2 N Antigen | nasopharyngeal swab (258500001^Nasopharyngeal swab^SCT) | Positive (260373001^Detected^SCT) Negative (260415000^Not Detected^SCT) Invalid (455371000124106^Invalid result^SCT or 125154007^Specimen unsatisfactory for evaluation^SCT) | 95209-3 | SARS-CoV+SARS-CoV-2 (COVID-19) Ag [Presence] in Respiratory specimen by Rapid immunoassay | 95942-9 | Influenza virus A and B and SARS-CoV+SARS-CoV-2 (COVID-19) Ag panel - Upper respiratory specimen by Rapid immunoassay |  |  |  | Status COVID-19/Flu_Princeton BioMeditech Corp. | EUA | No Equipment | NA | SARS coronavirus+SARS coronavirus 2 Ag | PrThr | Pt | Respiratory | Ord | IA.rapid | 20210210 | 2.69
20230111 | Updated specimen description to include anterior nasal swabs and updated test performed LOINC description to include "upper respiratory specimen" for Flu A per LOINC. | Princeton BioMeditech Corp. | Status COVID-19/Flu* | Influenza A Antigen | nasopharyngeal swab (258500001^Nasopharyngeal swab^SCT) | Positive (260373001^Detected^SCT) Negative (260415000^Not Detected^SCT) Invalid (455371000124106^Invalid result^SCT or 125154007^Specimen unsatisfactory for evaluation^SCT) | 80382-5 | Influenza virus A Ag [Presence] in Nasopharynx by Rapid immunoassay | 95942-9 | Influenza virus A and B and SARS-CoV+SARS-CoV-2 (COVID-19) Ag panel - Upper respiratory specimen by Rapid immunoassay |  |  |  | Status COVID-19/Flu_Princeton BioMeditech Corp. | EUA | No Equipment | NA | Influenza virus A Ag | PrThr | Pt | Nph | Ord | IA.rapid | 20210210 | 2.69
20230111 | Updated specimen description to include anterior nasal swabs and updated test performed LOINC description to include "upper respiratory specimen" for Flu B per LOINC. | Princeton BioMeditech Corp. | Status COVID-19/Flu* | Influenza B Antigen | nasopharyngeal swab (258500001^Nasopharyngeal swab^SCT) | Positive (260373001^Detected^SCT) Negative (260415000^Not Detected^SCT) Invalid (455371000124106^Invalid result^SCT or 125154007^Specimen unsatisfactory for evaluation^SCT) | 80383-3 | Influenza virus B Ag [Presence] in Nasopharynx by Rapid immunoassay | 95942-9 | Influenza virus A and B and SARS-CoV+SARS-CoV-2 (COVID-19) Ag panel - Upper respiratory specimen by Rapid immunoassay |  |  |  | Status COVID-19/Flu_Princeton BioMeditech Corp. | EUA | No Equipment | NA | Influenza virus B Ag | PrThr | Pt | Nph | Ord | IA.rapid | 20210210 | 2.69
20221214 | Added Equipment UID and UID type for cobas 6800 system (04015630935406/DII) in LOINC mapping tab and in Instrument List tab for Roche cobas 6800/8800 systems test. | Roche | cobas 6800/8800 Systems | cobas SARS-CoV-2 | anterior nasal swab (697989009^Anterior nares swab^SCT) nasal swab (445297001^Swab of internal nose^SCT) nasopharyngeal swab (258500001^Nasopharyngeal swab^SCT) oropharyngeal swab (258529004^Throat swab^SCT) | SARS-CoV-2 RNA is Detected (260373001^Detected^SCT) SARS-CoV-2 RNA is Presumptive Positive (720735008^Presumptive positive^SCT) SARS-CoV-2 RNA is Not Detected (260415000^Not detected^SCT) SARS-CoV-2 RNA is Not Detected (895231008^Not Detected in Pooled Specimen^SCT) Invalid Result (455371000124106^Invalid result^SCT or 125154007^Specimen unsatisfactory for evaluation^SCT) | 94500-6 | SARS coronavirus 2 RNA [Presence] in Respiratory specimen by NAA with probe detection | 94531-1 | SARS Coronavirus 2 RNA panel - Respiratory specimen by NAA with probe detection |  | SARS-COV-2^SARSCOV-2^99ROC | SARS-CoV-2 | cobas SARS-CoV-2_Roche Molecular Systems, Inc. (RMS) | EUA | cobas 6800 System_Roche | MNI | SARS coronavirus 2 RNA | PrThr | Pt | Respiratory | Ord | Probe.amp.tar | 20210414 | 2.68
20221214 | Added Equipment UID and UID type for cobas 6800 system (04015630935406/DII) in LOINC mapping tab and in Instrument List tab for Roche Molecular Systems cobas SARS-CoV-2 Duo for use on the cobas 6800/8800 Systems test. | Roche Molecular Systems, Inc. | cobas SARS-CoV-2 Duo for use on the cobas 6800/8800 Systems* | SARS-CoV-2 RNA Result | anterior nasal swabs (697989009^Anterior nares swab^SCT) mid-turbinate nasal swabs(871810001^Mid-turbinate nasal swab^SCT) nasopharyngeal swabs (258500001^Nasopharyngeal swab^SCT) | IU/mL >1,000,000,000 IU/mL <100 IU/mL | 97104-4 | SARS-CoV-2 (COVID-19) ORF1ab region [Units/volume] (viral load) in Upper respiratory specimen by NAA with probe detection | 97104-4 | SARS-CoV-2 (COVID-19) ORF1ab region [Units/volume] (viral load) in Upper respiratory specimen by NAA with probe detection |  |  |  | cobas SARS-CoV-2 Duo for use on the cobas 6800/8800 Systems_Roche Molecular Systems, Inc | EUA | cobas 6800 System_Roche | MNI | SARS coronavirus 2 ORF1ab region | ACnc | Pt | Respiratory.upper | Qn | Probe.amp.tar | 20220713 | 2.70
20221214 | Added Equipment UID and UID type for cobas 8800 system (04015630935390) in LOINC mapping tab and in Instrument List tab for Roche cobas 6800/8800 systems test | Roche | cobas 6800/8800 Systems | cobas SARS-CoV-2 | anterior nasal swab (697989009^Anterior nares swab^SCT) nasal swab (445297001^Swab of internal nose^SCT) nasopharyngeal swab (258500001^Nasopharyngeal swab^SCT) oropharyngeal swab (258529004^Throat swab^SCT) | SARS-CoV-2 RNA is Detected (260373001^Detected^SCT) SARS-CoV-2 RNA is Presumptive Positive (720735008^Presumptive positive^SCT) SARS-CoV-2 RNA is Not Detected (260415000^Not detected^SCT) SARS-CoV-2 RNA is Not Detected (895231008^Not Detected in Pooled Specimen^SCT) Invalid Result (455371000124106^Invalid result^SCT or 125154007^Specimen unsatisfactory for evaluation^SCT) | 94500-6 | SARS coronavirus 2 RNA [Presence] in Respiratory specimen by NAA with probe detection | 94531-1 | SARS Coronavirus 2 RNA panel - Respiratory specimen by NAA with probe detection |  | SARS-COV-2^SARSCOV-2^99ROC | SARS-CoV-2 | cobas SARS-CoV-2_Roche Molecular Systems, Inc. (RMS) | EUA | cobas 8800 System_Roche | MNI | SARS coronavirus 2 RNA | PrThr | Pt | Respiratory | Ord | Probe.amp.tar | 20210414 | 2.68
20221214 | Added Equipment UID and UID type for cobas 8800 system (04015630935390) in LOINC mapping tab and in Instrument List tab for Roche Molecular Systems cobas SARS-CoV-2 Duo for use on the cobas 6800/8800 Systems test. | Roche Molecular Systems, Inc. | cobas SARS-CoV-2 Duo for use on the cobas 6800/8800 Systems* | SARS-CoV-2 RNA Result | anterior nasal swabs (697989009^Anterior nares swab^SCT) mid-turbinate nasal swabs(871810001^Mid-turbinate nasal swab^SCT) nasopharyngeal swabs (258500001^Nasopharyngeal swab^SCT) | IU/mL >1,000,000,000 IU/mL <100 IU/mL | 97104-4 | SARS-CoV-2 (COVID-19) ORF1ab region [Units/volume] (viral load) in Upper respiratory specimen by NAA with probe detection | 97104-4 | SARS-CoV-2 (COVID-19) ORF1ab region [Units/volume] (viral load) in Upper respiratory specimen by NAA with probe detection |  |  |  | cobas SARS-CoV-2 Duo for use on the cobas 6800/8800 Systems_Roche Molecular Systems, Inc | EUA | cobas 8800 System_Roche | MNI | SARS coronavirus 2 ORF1ab region | ACnc | Pt | Respiratory.upper | Qn | Probe.amp.tar | 20220713 | 2.70
20221207 | Replaced all Equipment UID with value of "(Test kit device)" to "No Equipment" | Celltrion USA, Inc. | Celltrion DiaTrust COVID-19 Ag Rapid Test* | SARS-CoV-2 nucleocapsid and RBD protein antigen | nasopharyngeal swab (258500001^Nasopharyngeal swab^SCT) | Negative (260415000^Not Detected^SCT) Positive (260373001^Detected^SCT) Invalid (455371000124106^Invalid result^SCT or 125154007^Specimen unsatisfactory for evaluation^SCT) | 95209-3 | SARS-CoV+SARS-CoV-2 (COVID-19) Ag [Presence] in Respiratory specimen by Rapid immunoassay | 95209-3 | SARS-CoV+SARS-CoV-2 (COVID-19) Ag [Presence] in Respiratory specimen by Rapid immunoassay | This test is also distributed under the brand name: • Humasis COVID-19 Ag Test |  |  | Celltrion DiaTrust COVID-19 Ag Rapid Test_Celltrion USA, Inc. | EUA | (Test kit device) | MNI | SARS coronavirus+SARS coronavirus 2 Ag | PrThr | Pt | Respiratory | Ord | IA.rapid | 20210421 | 2.69
20221207 | Corrected all Equipment UID Type of "MNI" (with the Equipment UID of "(Test kit device)") have been replaced with "NA" | Celltrion USA, Inc. | Celltrion DiaTrust COVID-19 Ag Rapid Test* | SARS-CoV-2 nucleocapsid and RBD protein antigen | nasopharyngeal swab (258500001^Nasopharyngeal swab^SCT) | Negative (260415000^Not Detected^SCT) Positive (260373001^Detected^SCT) Invalid (455371000124106^Invalid result^SCT or 125154007^Specimen unsatisfactory for evaluation^SCT) | 95209-3 | SARS-CoV+SARS-CoV-2 (COVID-19) Ag [Presence] in Respiratory specimen by Rapid immunoassay | 95209-3 | SARS-CoV+SARS-CoV-2 (COVID-19) Ag [Presence] in Respiratory specimen by Rapid immunoassay | This test is also distributed under the brand name: • Humasis COVID-19 Ag Test |  |  | Celltrion DiaTrust COVID-19 Ag Rapid Test_Celltrion USA, Inc. | EUA | (Test kit device) | MNI | SARS coronavirus+SARS coronavirus 2 Ag | PrThr | Pt | Respiratory | Ord | IA.rapid | 20210421 | 2.69
20221109 | Added instrument rows for BioGX pixl.16 Platform_BioGX and Mic PCR cycler_Bio Molecular Systems | BioGX, Inc. | BioGX Xfree COVID-19 Direct RT-PCR* | SARS-CoV-2 RNA Results | nasopharyngeal swab (258500001^Nasopharyngeal swab^SCT) anterior nasal swab (697989009^Anterior nares swab^SCT) mid-turbinate swab (871810001^Mid-turbinate nasal swab^SCT) oropharyngeal swab (258529004^Throat swab^SCT) nasopharyngeal wash/aspirate (433871000124101^Nasal washings^SCT or 429931000124105^Nasal aspirate specimen^SCT) nasal aspirate (429931000124105^Nasal aspirate specimen^SCT) combined NP/OP swab (433801000124107^Nasopharyngeal and oropharyngeal swab^SCT) | SARS-CoV-2 POSITIVE (260373001^Detected^SCT) SARS-CoV-2 NEGATIVE (260415000^Not Detected^SCT) Indeterminate (82334004^Indeterminate^SCT) | 94756-4 | SARS-CoV-2 (COVID-19) N gene [Presence] in Respiratory specimen by Nucleic acid amplification using CDC primer-probe set N1 | 94756-4 | SARS-CoV-2 (COVID-19) N gene [Presence] in Respiratory specimen by Nucleic acid amplification using CDC primer-probe set N1 |  |  |  | BioGX Xfree COVID-19 Direct RT-PCR_BioGX, Inc. | EUA | 10190302015592 | DII | SARS coronavirus 2 N gene | PrThr | Pt | Respiratory | Ord | Probe.amp.tar.CDC primer-probe set N1 | 20210707 | 2.69
20220914 | This test is distributed under the brand/trade name of On/Go One COVID-19 Antigen Home Test. | ACON Laboratories, Inc | Flowflex COVID-19 Antigen Home Test* | SARS-CoV-2 nucleocapsid protein antigen | anterior nasal swab (697989009^Anterior nares swab^SCT) | Negative (260415000^Not Detected^SCT) Positive (260373001^Detected^SCT) Invalid (455371000124106^Invalid result^SCT or 125154007^Specimen unsatisfactory for evaluation^SCT) | 97097-0 | SARS-CoV-2 (COVID-19) Ag [Presence] in Upper respiratory specimen by Rapid immunoassay | 97097-0 | SARS-CoV-2 (COVID-19) Ag [Presence] in Upper respiratory specimen by Rapid immunoassay | This test is also distributed under the brand name: • On/Go One COVID-19 Antigen Home Test |  |  | Flowflex COVID-19 Antigen Home Test_ACON Laboratories, Inc | EUA | (Test kit device) | (NA) | SARS coronavirus 2 Ag | PrThr | Pt | Respiratory.upper | Ord | IA.rapid | 20211027 | 2.70
20220831 | LOINC code for the IgG row and the IgM row are incorrect and have been switched. | BioCheck, Inc. | BioCheck SARS-CoV-2 IgG and IgM Combo Test* | IgG | serum (119364003^Serum specimen^SCT) | Positive (10828004^Positive^SCT) Negative (260385009^Negative^SCT) | 94564-2 | SARS-CoV-2 (COVID-19) IgM Ab [Presence] in Serum or Plasma by Immunoassay | 94504-8 | SARS-CoV-2 (COVID-19) Ab panel - Serum or Plasma by Immunoassay | Expect to be reported together with the Rapid IA result for IgM. |  |  | BioCheck SARS-CoV-2 IgG and IgM Combo Test_BioCheck, Inc. | EUA | MS Fast Analyzer_Sophonix | MNI | SARS coronavirus 2 Ab.IgM | PrThr | Pt | Ser/Plas | Ord | IA | 20200826 | 2.68
20220831 | LOINC code for the IgG row and the IgM row are incorrect and have been switched. | BioCheck, Inc. | BioCheck SARS-CoV-2 IgG and IgM Combo Test* | IgM | serum (119364003^Serum specimen^SCT) | Positive (10828004^Positive^SCT) Negative (260385009^Negative^SCT) | 94563-4 | SARS-CoV-2 (COVID-19) IgG Ab [Presence] in Serum or Plasma by Immunoassay | 94504-8 | SARS-CoV-2 (COVID-19) Ab panel - Serum or Plasma by Immunoassay | Expect to be reported together with the Rapid IA result for IgG. |  |  | BioCheck SARS-CoV-2 IgG and IgM Combo Test_BioCheck, Inc. | EUA | MS Fast Analyzer_Sophonix | MNI | SARS coronavirus 2 Ab.IgG | PrThr | Pt | Ser/Plas | Ord | IA | 20200826 | 2.68
20220824 | Specimen name change from "nasal swab" to "anterior nasal swab". | Mesa Biotech | Accula SARS-Cov-2 Test* | SARS-Cov-2 Interpretation | nasal swab (445297001^Swab of internal nose^SCT) mid-turbinate nasal swab (871810001^Mid-turbinate nasal swab^SCT) anterior nasal swabs (697989009^Anterior nares swab^SCT) | Positive Test for SARS-CoV-2 (260373001^Detected^SCT) Negative Test for SARS-CoV-2 (260415000^Not detected^SCT) Invalid Result (455371000124106^Invalid result^SCT or 125154007^Specimen unsatisfactory for evaluation^SCT) | 95409-9 | SARS-CoV-2 (COVID-19) N gene [Presence] in Nose by NAA with probe detection | 95409-9 | SARS-CoV-2 (COVID-19) N gene [Presence] in Nose by NAA with probe detection |  |  |  | Accula SARS-Cov-2 Test_Mesa Biotech Inc. | EUA | Accula Dock_Mesa Biotech | MNI | SARS coronavirus 2 N gene | PrThr | Pt | Nose | Ord | Probe.amp.tar | 20220727 | 2.68
20220824 | Per package insert, changed Vendor Analyte Name from 'SARS-CoV-2 Result Interpretation' to 'SARS-CoV-2 IgG antibodies'. | Luminex Corporation | xMAP SARS-CoV-2 Multi-Antigen IgG Assay | SARS-CoV-2 Result Interpretation SARS-CoV-2 IgG antibodies | serum (119364003^Serum specimen^SCT) plasma (119361006^Plasma specimen^SCT) | SARS-CoV-2 IgG Positive (10828004^Positive^SCT) SARS-CoV-2 IgG Negative (260385009^Negative^SCT) No Call (455371000124106^Invalid result^SCT or 125154007^Specimen unsatisfactory for evaluation^SCT) | 94563-4 | SARS-CoV-2 (COVID-19) IgG Ab [Presence] in Serum or Plasma by Immunoassay | 94563-4 | SARS-CoV-2 (COVID-19) IgG Ab [Presence] in Serum or Plasma by Immunoassay | The xMAP SARS-CoV-2 Multi-Antigen IgG Assay is intended for qualitative detection of antibodies against the SARSCoV-2 S1 subunit of the spike protein (S1), the Receptor-Binding Domain (RBD) of the spike protein, and the nucleocapsid protein (N) |  |  | xMAP SARS-CoV-2 Multi-Antigen IgG Assay_Luminex Corporation | EUA | FLEXMAP 3D System_Luminex Corp | MNI | SARS coronavirus 2 Ab.IgG | PrThr | Pt | Ser/Plas | Ord | IA | 20220727 | 2.68
20220824 | Corrected error in Vendor Analyte Name (from Nano Check COVID-19 Antigen Test_Nano Ditech). | Nano-Ditech Corp. | Nano-Check COVID-19 Antigen Test | Nano-Check COVID-19 Antigen Test_Nano-Ditech Corp. SARS-CoV-2 nucleocapsid antigen | nasopharyngeal swab specimens (258500001^Nasopharyngeal swab^SCT) | Positive (260373001^Detected^SCT) Negative (260415000^Not Detected^SCT) Invalid (455371000124106^Invalid result^SCT or 125154007^Specimen unsatisfactory for evaluation^SCT) | 97097-0 | SARS-CoV-2 (COVID-19) Ag [Presence] in Upper respiratory specimen by Rapid immunoassay | 97097-0 | SARS-CoV-2 (COVID-19) Ag [Presence] in Upper respiratory specimen by Rapid immunoassay |  |  |  | Nano-Check COVID-19 Antigen Test_Nano-Ditech Corp. | EUA | (Test kit device) | (NA) | SARS coronavirus 2 Ag | PrThr | Pt | Respiratory.upper | Ord | IA.rapid | 20211215 | 2.70
20220824 | Added "This test is also distributed under the trade/brand name QuickFinder COVID-19 Antigen Self Test" in the Vendor Comment column. | OSANG LLC | OHC COVID-19 Antigen Self Test* | SARS-CoV-2 nucleocapsid protein antigen | anterior nasal (nares) swabs (697989009^Anterior nares swab^SCT) | COVID-19 POSITIVE (260373001^Detected^SCT) COVID-19 NEGATIVE (260415000^Not Detected^SCT) INVALID (455371000124106^Invalid result^SCT or 125154007^Specimen unsatisfactory for evaluation^SCT) | 97097-0 | SARS-CoV-2 (COVID-19) Ag [Presence] in Upper respiratory specimen by Rapid immunoassay | 97097-0 | SARS-CoV-2 (COVID-19) Ag [Presence] in Upper respiratory specimen by Rapid immunoassay | This test is also distributed under the brand name: • QuickFinder COVID-19 Antigen Self Test |  |  | OHC COVID-19 Antigen Self Test_OSANG LLC | EUA | (Test kit device) | MNI | SARS coronavirus 2 Ag | PrThr | Pt | Respiratory.upper | Ord | IA.rapid | 20220420 | 2.70
20220824 | Added "This test is also distributed under the brand name: Humasis COVID-19 Ag Test" in the Vendor Comment column. | Celltrion USA, Inc. | Celltrion DiaTrust COVID-19 Ag Rapid Test* | SARS-CoV-2 nucleocapsid and RBD protein antigen | nasopharyngeal swab (258500001^Nasopharyngeal swab^SCT) | Negative (260415000^Not Detected^SCT) Positive (260373001^Detected^SCT) Invalid (455371000124106^Invalid result^SCT or 125154007^Specimen unsatisfactory for evaluation^SCT) | 95209-3 | SARS-CoV+SARS-CoV-2 (COVID-19) Ag [Presence] in Respiratory specimen by Rapid immunoassay | 95209-3 | SARS-CoV+SARS-CoV-2 (COVID-19) Ag [Presence] in Respiratory specimen by Rapid immunoassay | This test is also distributed under the brand name: • Humasis COVID-19 Ag Test |  |  | Celltrion DiaTrust COVID-19 Ag Rapid Test_Celltrion USA, Inc. | EUA | (Test kit device) | MNI | SARS coronavirus+SARS coronavirus 2 Ag | PrThr | Pt | Respiratory | Ord | IA.rapid | 20210421 | 2.69
20220824 | Added "anterior nasal swab" specimen per updated EUA. | GenBody Inc. | GenBody COVID-19 Ag* | SARS-CoV-2 nucleocapsid antigen | direct nasopharyngeal swab (NP) specimens (258500001^Nasopharyngeal swab^SCT) anterior nasal swab (697989009^Anterior nares swab^SCT) | Positive result (260373001^Detected^SCT) Negative result (260415000^Not Detected^SCT) Invalid result (455371000124106^Invalid result^SCT or 125154007^Specimen unsatisfactory for evaluation^SCT) | 97097-0 | SARS-CoV-2 (COVID-19) Ag [Presence] in Upper respiratory specimen by Rapid immunoassay | 97097-0 | SARS-CoV-2 (COVID-19) Ag [Presence] in Upper respiratory specimen by Rapid immunoassay |  |  |  | GenBody COVID-19 Ag_GenBody Inc. | EUA | (Test kit device) | MNI | SARS coronavirus 2 Ag | PrThr | Pt | Respiratory.upper | Ord | IA.rapid | 20210721 | 2.70
20220727 | Added instrument row for NextSeq 500 Sequencing System_Illumina | Adaptive Biotechnologies Corporation | T-Detect COVID Test* | TCR beta gene sequences specific for SARS-CoV2 | venous whole blood (122555007^Venous blood specimen^SCT) | Positive (10828004^Positive^SCT) Negative (260385009^Negative^SCT) No result (419984006^Inconclusive^SCT) | 95970-0 | SARS-CoV-2 (COVID-19) specific TCRB gene rearrangements [Presence] in Blood by Sequencing | 95970-0 | SARS-CoV-2 (COVID-19) specific TCRB gene rearrangements [Presence] in Blood by Sequencing | Testing is limited to laboratories designated by Adaptive Biotechnologies Corporation that includes the Adaptive Biotechnologies Lab located at 1551 Eastlake Ave E Ste 200, Seattle, Washington, which is also certified under the Clinical Laboratory Improvements Amendments of 1988 (CLIA), 42 U.S.C. §263a, and meets requirements to perform highcomplexity tests. |  |  | T-Detect COVID Test_Adaptive Biotechnologies Corporation | EUA | NextSeq 550 Sequencing System_Illumina | MNI | SARS coronavirus 2 specific TCRB gene rearrangements | PrThr | Pt | Bld | Ord | Sequencing | 20210324 | 2.69
20220727 | Added instrument row for ABI GeneAmp PCR System 9700_Thermo Fisher | Alimetrix, Inc. | LDT: Alimetrix SARS-CoV-2 RT-PCR Assay* | SARS-CoV-2 Result Interpretation | nasopharyngeal swab (258500001^Nasopharyngeal swab^SCT) oropharyngeal swab (258529004^Throat swab^SCT) anterior nasal swab (697989009^Anterior nares swab^SCT) mid-turbinate nasal swab (871810001^Mid-turbinate nasal swab^SCT) nasopharyngeal washes/aspirates (258467004^Nasopharyngeal washings^SCT or 258411007^Nasopharyngeal aspirate^SCT) nasal aspirates (429931000124105^Nasal aspirate specimen^SCT) bronchoalveolar lavage (BALs) specimens (258607008^Bronchoalveolar lavage fluid sample^SCT) | SARS-CoV-2 Detected (Positive) (260373001^Detected^SCT) SARS-CoV-2 Not Detected (Negative) (260415000^Not Detected^SCT) Invalid Result (455371000124106^Invalid result^SCT or 125154007^Specimen unsatisfactory for evaluation^SCT) | 94500-6 | SARS-CoV-2 (COVID-19) RNA [Presence] in Respiratory specimen by NAA with probe detection | 94531-1 | SARS-CoV-2 (COVID-19) RNA panel - Respiratory specimen by NAA with probe detection | Testing is limited to Alimetrix, Inc. located at 800 Hudson Way, Suite 2200, Huntsville, AL 35806 |  |  | Alimetrix SARS-CoV-2 RT-PCR Assay_Alimetrix, Inc. | EUA | SensoSpot Microarray Scanner_Sensovation | MNI | SARS coronavirus 2 RNA | PrThr | Pt | Respiratory | Ord | Probe.amp.tar | 20201005 | 2.68
20220727 | Added instrument rows for PowerGene 9600 Plus Real-time PCR_Atila, ABI 7500 Real-Time PCR_Thermo Fisher, LightCycler 480 Instrument II_Roche | Atila BioSystems, Inc. | iAMP COVID-19 Detection Kit* | SARS-CoV-2 Result | nasal swabs (445297001^Swab of internal nose^SCT) nasopharyngeal (NP) swabs (258500001^Nasopharyngeal swab^SCT) oropharyngeal (OP) swabs (258529004^Throat swab^SCT) Nasopharyngeal swab AND oropharyngeal swab (433801000124107^Nasopharyngeal and oropharyngeal swab^SCT) | SARS-CoV-2 not detected (260415000^Not Detected^SCT) SARS-CoV-2 positive (260373001^Detected^SCT) Invalid; retest specimen (455371000124106^Invalid result^SCT or 125154007^Specimen unsatisfactory for evaluation^SCT | 94500-6 | SARS coronavirus 2 RNA [Presence] in Respiratory specimen by NAA with probe detection | 94500-6 | SARS coronavirus 2 RNA [Presence] in Respiratory specimen by NAA with probe detection |  |  | iAMP-COVID19-100 | iAMP COVID-19 Detection Kit_Atila BioSystems, Inc. | EUA | CFX96 Real-Time PCR System_BioRad | MNI | SARS coronavirus 2 RNA | PrThr | Pt | Respiratory | Ord | Probe.amp.tar | 20200428 | 2.68
20220727 | Added instrument row for ABI ViiA 7 PCR System_Thermo Fisher | Avera Institute for Human Genetics | LDT: Avera Institute for Human Genetics SARS-CoV-2 Assay* | SARS-CoV-2 RNA | Nasal swab (445297001^Swab of internal nose^SCT) nasopharyngeal swab (258500001^Nasopharyngeal swab^SCT) oropharyngeal swabs (258529004^Throat swab^SCT) BAL (258607008^Bronchoalveolar lavage fluid sample^SCT) | Positive(260373001^Detected^SCT) Not detected (260415000^Not detected^SCT) Inconclusive (419984006^Inconclusive^SCT) Invalid (455371000124106^Invalid result^SCT) | 94533-7 | SARS coronavirus 2 N gene [Presence] in Respiratory specimen by NAA with probe detection | 94533-7 | SARS coronavirus 2 N gene [Presence] in Respiratory specimen by NAA with probe detection |  |  |  | Avera Institute for Human Genetics SARS-CoV-2 Assay_Avera Institute for Human Genetics | EUA | ABI QuantStudio 7 Flex_Thermo Fisher | MNI | SARS coronavirus 2 N gene | PrThr | Pt | Respiratory | Ord | Probe.amp.tar | 20200526 | 2.68
20220727 | Added instrument row for cobas 6800 System_Roche | BayCare Laboratories, LLC | LDT: BayCare SARS-CoV-2 RT PCR Assay* | SARS-CoV-2 Result Interpretation | nasopharyngeal swab (258500001^Nasopharyngeal swab^SCT) | Result for SARS-CoV-2 RNA is Detected (260373001^Detected^SCT) Result for SARS-CoV-2 RNA is Presumptive Positive (720735008^Presumptive positive^SCT) Result for SARS-CoV-2 RNA is Not Detected (260415000^Not Detected^SCT) Presumptive Negative (895231008^Not Detected in Pooled Specimen^SCT) Sample should be retested. If the result is still invalid, a new specimen should be obtained (455371000124106^Invalid result^SCT or 125154007^Specimen unsatisfactory for evaluation^SCT) | 94500-6 | SARS coronavirus 2 RNA [Presence] in Respiratory specimen by NAA with probe detection | 94531-1 | SARS Coronavirus 2 RNA panel - Respiratory specimen by NAA with probe detection | Testing is limited to BayCare Laboratories, LLC located at 5455 West Waters Ave. Suite 208, Tampa, FL 33634 |  |  | BayCare SARS-CoV-2 RT PCR Assay_BayCare Laboratories, LLC | EUA | cobas 8800 System_Roche | MNI | SARS coronavirus 2 RNA | PrThr | Pt | Respiratory | Ord | Probe.amp.tar | 20200909 | 2.68
20220727 | Added instrument row for Access 2 Immunoassay System_BeckmanCoulter | Beckman Coulter, Inc. | Access SARS-CoV-2 IgM* | SARS-CoV-2 IgM Interpretation | serum (119364003^Serum specimen^SCT) plasma (119361006^Plasma specimen^SCT) | Non-Reactive (260385009^Negative^SCT) Reactive (10828004^Positive^SCT) | 94564-2 | SARS-CoV-2 (COVID-19) IgM Ab [Presence] in Serum or Plasma by Immunoassay | 94564-2 | SARS-CoV-2 (COVID-19) IgM Ab [Presence] in Serum or Plasma by Immunoassay |  |  |  | Access SARS-CoV-2 IgM_Beckman Coulter, Inc. | EUA | Access Immunoassay System_BeckmanCoulter | MNI | SARS coronavirus 2 Ab.IgM | PrThr | Pt | Ser/Plas | Ord | IA | 20201021 | 2.68
20220727 | Added instrument rows for 10190302015592 (ABI QuantStudio 5 Real-Time PCR_Thermo Fisher), ABI 7500 FAST Real-Time PCR_Thermo Fisher, ABI 7500 Real-Time PCR_Thermo Fisher | BGI Genomics | Real-Time Fluorescent RT-PCR Kit for Detecting SARS-2019-nCoV* | SARS-2019-nCoV Result Interpretation | throat swabs (258529004^Throat swab^SCT) or Broncho alveolar Lavage Fluid (BALF) (258607008^Bronchoalveolar lavage fluid sample^SCT) | Positive for SARS-CoV-2 RNA (260373001^Detected^SCT) Negative for SARS-CoV-2 RNA (260415000^Not detected^SCT) Invalid Result (455371000124106^Invalid result^SCT or 125154007^Specimen unsatisfactory for evaluation^SCT) | 94559-2 | SARS coronavirus 2 ORF1ab region [Presence] in Respiratory specimen by NAA with probe detection | 94559-2 | SARS coronavirus 2 ORF1ab region [Presence] in Respiratory specimen by NAA with probe detection |  |  |  | Real-Time Fluorescent RT-PCR Kit for Detecting SARS-CoV-2_BGI Genomics Co. Ltd | EUA | LightCycler 480 Instrument_Roche | MNI | SARS coronavirus 2 ORF1ab region | PrThr | Pt | Respiratory | Ord | Probe.amp.tar | 20200428 | 2.68
20220727 | Added instrument row for ABI Veriti Thermal Cycler_Thermo Fisher | BillionToOne, Inc. | qSanger-COVID-19 Assay* | SARS-CoV-2 Result Interpretation | nasal swab (445297001^Swab of internal nose^SCT) mid-turbinate swab (871810001^Mid-turbinate nasal swab^SCT) nasopharyngeal swab (258500001^Nasopharyngeal swab^SCT) oropharyngeal swab (258529004^Throat swab^SCT) nasopharyngeal and oropharyngeal swab (433801000124107^Nasopharyngeal and oropharyngeal swab^SCT) | SARS-CoV-2 RNA detected (260373001^Detected^SCT) SARS-CoV-2 RNA NOT detected (260415000^Not Detected^SCT) Results are invalid (455371000124106^Invalid result^SCT or 125154007^Specimen unsatisfactory for evaluation^SCT) | 95424-8 | SARS-CoV-2 (COVID-19) RNA [Presence] in Respiratory specimen by Sequencing | 95424-8 | SARS-CoV-2 (COVID-19) RNA [Presence] in Respiratory specimen by Sequencing |  |  |  | qSanger-COVID-19 Assay_BillionToOne, Inc. | EUA | ABI 3730xl DNA Analyzer_Thermo Fisher | MNI | SARS coronavirus 2 RNA | PrThr | Pt | Respiratory | Ord | Sequencing | 20201021 | 2.69-pre
20220727 | Added instrument rows for SLAN-96P_Shanghai Hongshi, CFX96 DX Real-Time PCR System_BioRad | BioCore | BioCore 2019-nCoV Real Time PCR Kit* | 2019-nCoVRNA | Nasal swab (445297001^Swab of internal nose^SCT) Mid-turbinate nasal swabs(871810001^Mid-turbinate nasal swab^SCT) nasopharyngeal swab (258500001^Nasopharyngeal swab^SCT) oropharyngeal swabs (258529004^Throat swab^SCT) BAL (258607008^Bronchoalveolar lavage fluid sample^SCT) sputum (119334006^Sputum specimen^SCT) | 2019-nCoV Positive (260373001^Detected^SCT) 2019-nCoV Negative (260415000^Not detected^SCT) | 94500-6 | SARS coronavirus 2 RNA [Presence] in Respiratory specimen by NAA with probe detection | 94531-1 | SARS coronavirus 2 RNA panel - Respiratory specimen by NAA with probe detection |  |  |  | BioCore 2019-nCoV Real Time PCR Kit_BioCore Co., Ltd. | EUA | ABI 7500 Real-Time PCR_Thermo Fisher | MNI | SARS coronavirus 2 RNA | PrThr | Pt | Respiratory | Ord | Probe.amp.tar | 20200526 | 2.68
20220727 | Added instrument row for Rotor-Gene Q 5plex_QIAGEN GmbH | Bioeksen R&D Technologies Inc. | Bio-Speedy Direct RT-qPCR SARS-CoV-2* | SARS-CoV-2 Result Interpretation | nasopharyngeal swabs (258500001^Nasopharyngeal swab^SCT) oropharyngeal (throat) swabs (258529004^Throat swab^SCT) combined nasopharyngeal/oropharyngeal swabs (433801000124107^Nasopharyngeal and oropharyngeal swab^SCT) anterior nasal swabs (697989009^Anterior nares swab^SCT) mid-turbinate nasal swabs (871810001^Mid-turbinate nasal swab^SCT) nasal aspirates (429931000124105^Nasal aspirate specimen^SCT) nasopharyngeal aspirates (258411007^Nasopharyngeal aspirate^SCT) nasal washes (433871000124101^Nasal washings^SCT) bronchoalveolar lavage samples (258607008^Bronchoalveolar lavage fluid sample^SCT) | Results are VALID, SARS-CoV-2 RNA is Detected (260373001^Detected^SCT) Results are VALID, SARS-CoV-2 RNA is Not Detected (260415000^Not Detected^SCT) Results are INVALID (455371000124106^Invalid result^SCT or 125154007^Specimen unsatisfactory for evaluation^SCT) | 94559-2 | SARS-CoV-2 (COVID-19) ORF1ab region [Presence] in Respiratory specimen by NAA with probe detection | 94559-2 | SARS-CoV-2 (COVID-19) ORF1ab region [Presence] in Respiratory specimen by NAA with probe detection | This test is also distributed under the brand name: • BioeXsen SARS-CoV-2 RT PCR |  |  | Bio-Speedy Direct RT-qPCR SARS-CoV-2_Bioeksen R&D Technologies Inc. | EUA | LightCycler 96 Instrument_Roche | MNI | SARS coronavirus 2 ORF1ab region | PrThr | Pt | Respiratory | Ord | Probe.amp.tar | 20210811 | 2.68
20220727 | Added instrument row for FilmArray Torch System_BioFire. | BioFire Defense | BioFire COVID-19 Test | COVID-19 Test Result Interpretation | Nasopharyngeal Swab (NPS) (258500001^Nasopharyngeal swab^SCT) collected according to standard technique and immediately placed in 1-3 mL of transport media oropharyngeal swabs (258529004^Throat swab^SCT) anterior nasal swabs (697989009^Anterior nares swab^SCT) mid-turbinate nasal swabs (871810001^Mid-turbinate nasal swab^SCT) induced sputum (258610001^Sputum specimen obtained by sputum induction^SCT) expectorated sputum (119335007^Coughed sputum specimen^SCT) endotracheal aspirates (445447003^Specimen from trachea obtained by aspiration^SCT) bronchoalveolar lavage (258607008^Bronchoalveolar lavage fluid sample^SCT) | Detected (260373001^Detected^SCT) Equivocal (42425007^Equivocal^SCT) Not Detected (260415000^Not detected^SCT) Invalid Result (455371000124106^Invalid result^SCT or 125154007^Specimen unsatisfactory for evaluation^SCT) | 95608-6 | SARS-CoV-2 (COVID-19) RNA [Presence] in Respiratory specimen by NAA with non-probe detection | 95608-6 | SARS-CoV-2 (COVID-19) RNA [Presence] in Respiratory specimen by NAA with non-probe detection |  |  |  | BioFire COVID-19 Test_BioFire Defense, LLC | EUA | FilmArray 2.0 System_BioFire | MNI | SARS coronavirus 2 RNA | PrThr | Pt | Nph | Ord | Non-probe.amp.tar | 20210929 | 2.68
20220727 | Added instrument row for FilmArray 2.0 System_BioFire | BioFire Diagnostics | BioFire Respiratory Panel 2.1 (RP2.1)*@ | Severe Acute Respiratory Syndrome Coronavirus 2 (SARS-CoV-2) | Nasopharyngeal Swab (258500001^Nasopharyngeal swab^SCT) | SARS-CoV-2 Detected (260373001^Detected^SCT) SARS-CoV-2 Not detected (260415000^Not Detected^SCT) | 94565-9 | SARS-CoV-2 (COVID19) RNA [Presence] in Nasopharynx by NAA with non-probe detection | 82159-5 | Respiratory pathogens DNA and RNA panel - Nasopharynx by NAA with non-probe detection |  | PCR_COV2 |  | BioFire Respiratory Panel 2.1 (RP2.1)_BioFire Diagnostics, LLC | EUA | FilmArray Torch System_BioFire | MNI | SARS coronavirus 2 RNA | PrThr | Pt | Nph | Ord | Non-probe.amp.tar | 20210324 | 2.68
20220727 | Added instrument row for Rotor-Gene Q_QIAGEN GmbH, LightCycler 480 Instrument II_Roche, ABI 7500 FAST Real-Time PCR_Thermo Fisher, ABI QuantStudio 5 Dx_Thermo Fisher, 10190302000222 (ABI 7500 FAST Dx Real-Time PCR_Thermo Fisher) | bioMérieux | ARGENE SARS-COV-2 R-GENE | Overall SARS-CoV-2 result (PCR1) | nasopharyngeal swab (258500001^Nasopharyngeal swab^SCT) or oropharyngeal swabs (258529004^Throat swab^SCT) sputum (119334006^Sputum specimen^SCT) lower respiratory tract aspirates (309171007^Lower respiratory fluid sample^SCT) bronchoalveolar lavage (258607008^Bronchoalveolar lavage fluid sample^SCT) nasopharyngeal wash (258467004^Nasopharyngeal washings^SCT) nasopharyngeal aspirate (258411007^Nasopharyngeal aspirate^SCT) nasal aspirate (429931000124105^Nasal aspirate specimen^SCT) | positive (260373001^Detected^SCT) negative (260415000^Not detected^SCT) invalid (455371000124106^Invalid result^SCT) | 94500-6 | SARS coronavirus 2 RNA [Presence] in Respiratory specimen by NAA with probe detection | 94531-1 | SARS Coronavirus 2 RNA panel - Respiratory specimen by NAA with probe detection |  |  | 423735 | SARS-COV-2 R-GENE_BioMérieux SA | EUA | CFX96 Real-Time PCR System_BioRad | MNI | SARS coronavirus 2 RNA | PrThr | Pt | Respiratory | Ord | Probe.amp.tar | 20200519 | 2.68
20220727 | Added instrument row for Rotor-Gene Q_QIAGEN GmbH, LightCycler 480 Instrument II_Roche, ABI 7500 FAST Real-Time PCR_Thermo Fisher, ABI QuantStudio 5 Dx_Thermo Fisher, 10190302000222 (ABI 7500 FAST Dx Real-Time PCR_Thermo Fisher) | bioMérieux | ARGENE SARS-COV-2 R-GENE | SARS-related CoV result (PCR-2) | nasopharyngeal swab (258500001^Nasopharyngeal swab^SCT) or oropharyngeal swabs (258529004^Throat swab^SCT) sputum (119334006^Sputum specimen^SCT) lower respiratory tract aspirates (309171007^Lower respiratory fluid sample^SCT) bronchoalveolar lavage (258607008^Bronchoalveolar lavage fluid sample^SCT) nasopharyngeal wash (258467004^Nasopharyngeal washings^SCT) nasopharyngeal aspirate (258411007^Nasopharyngeal aspirate^SCT) nasal aspirate (429931000124105^Nasal aspirate specimen^SCT) | Positive (260373001^Detected^SCT) negative (260415000^Not detected^SCT) invalid (455371000124106^Invalid result^SCT) | 94502-2 | SARS-related coronavirus RNA [Presence] in Respiratory specimen by NAA with probe detection | 94531-1 | SARS Coronavirus 2 RNA panel - Respiratory specimen by NAA with probe detection | If the Overall SARS-CoV-2 result of PCR1 (LOINC = 94500-6) is equivocal or negative then perform this PCR2 (SARS-COV-2/SARS/SARS like) to confirm / exclude another SARS/SARS-related virus. |  | 423735 | SARS-COV-2 R-GENE_BioMérieux SA | EUA | CFX96 Real-Time PCR System_BioRad | MNI | SARS-related coronavirus RNA | PrThr | Pt | Respiratory | Ord | Probe.amp.tar | 20200519 | 2.68
20220727 | Added instrument row for ABI 7500 FAST Real-Time PCR_Thermo Fisher, ABI 7500 Real-Time PCR_Thermo Fisher | BioTNS Co. Ltd. | COVID-19 RT-PCR Peptide Nucleic Acid (PNA) kit* | SARS-CoV-2 Result Interpretation | nasopharyngeal swabs (258500001^Nasopharyngeal swab^SCT) oropharyngeal swabs (258529004^Throat swab^SCT) anterior nasal swabs (697989009^Anterior nares swab^SCT) mid-turbinate nasal swabs (871810001^Mid-turbinate nasal swab^SCT) bronchoalveolar lavage (BAL) (258607008^Bronchoalveolar lavage fluid sample^SCT) nasopharyngeal wash/aspirates (258467004^Nasopharyngeal washings^SCT or 258411007^Nasopharyngeal aspirate^SCT) nasal aspirates (429931000124105^Nasal aspirate specimen^SCT) | Negative (260415000^Not Detected^SCT) Positive (260373001^Detected^SCT) Invalid (455371000124106^Invalid result^SCT or 125154007^Specimen unsatisfactory for evaluation^SCT) | 94500-6 | SARS-CoV-2 (COVID-19) RNA [Presence] in Respiratory specimen by NAA with probe detection | 94531-1 | SARS Coronavirus 2 RNA panel - Respiratory specimen by NAA with probe detection |  |  |  | COVID-19 RT-PCR Peptide Nucleic Acid (PNA) kit_BioTNS Co. Ltd. | EUA | CFX96 Real-Time PCR System_BioRad | MNI | SARS coronavirus 2 RNA | PrThr | Pt | Respiratory | Ord | Probe.amp.tar | 20210811 | 2.68
20220727 | Added instrument row for ABI 7500 FAST Real-Time PCR_Thermo Fisher | Cedars-Sinai Medical Center | LDT: SARS-CoV-2 Assay* | SARS-CoV-2 RNA | Nasopharyngeal swab (258500001^Nasopharyngeal swab^SCT) | Detected(260373001^Detected^SCT) Not detected (260415000^Not detected^SCT) Invalid (455371000124106^Invalid result^SCT) | 94559-2 | SARS coronavirus 2 ORF1ab region [Presence] in Respiratory specimen by NAA with probe detection | 94559-2 | SARS coronavirus 2 ORF1ab region [Presence] in Respiratory specimen by NAA with probe detection |  |  |  | SARS-CoV-2-Assay_Cedars-Sinai Medical Center, Department of Pathology and Laboratory Medicine | EUA | ABI QuantStudio 6 Flex_Thermo Fisher | MNI | SARS coronavirus 2 ORF1ab region | PrThr | Pt | Respiratory | Ord | Probe.amp.tar | 20200519 | 2.68
20220727 | Added instrument row for 10190302015592 (ABI QuantStudio 5 Real-Time PCR_Thermo Fisher) | Centogene US, LLC | CentoFast-SARS-CoV-2 RT-PCR Assay* | SARS-CoV-2 Result Interpretation | dry oropharyngeal swabs (258529004^Throat swab^SCT) | Negative (260415000^Not Detected^SCT) Positive (260373001^Detected^SCT) Inconclusive (419984006^Inconclusive^SCT) | 94500-6 | SARS-CoV-2 (COVID-19) RNA [Presence] in Respiratory specimen by NAA with probe detection | 94531-1 | SARS coronavirus 2 RNA panel - Respiratory specimen by NAA with probe detection | The CentoFast-SARS-CoV-2 RT-PCR Assay reports a single result based on 2 tiered logic. Negatives are reported based on tier 1 (E gene only), whereas reporting of positives requires further confirmation in tier 2 (E gene plus RdRP gene). |  |  | CentoFast-SARS-CoV-2 RT-PCR Assay_CENTOGENE US, LLC | EUA | LightCycler 480 Instrument II_Roche | MNI | SARS coronavirus 2 RNA | PrThr | Pt | Respiratory | Ord | Probe.amp.tar | 20200707 | 2.68
20220727 | Added instrument rows for ABI QuantStudio 12K Flex_Thermo Fisher, ABI 7500 FAST Real-Time PCR_Thermo Fisher | Chromacode | HDPCRTM SARS-CoV-2 Assay* | SARS-CoV-2 RNA | nasopharyngeal swabs (258500001^Nasopharyngeal swab^SCT) oropharyngeal swabs (258529004^Throat swab^SCT) anterior nasal swabs (697989009^Anterior nares swab^SCT) midturbinate nasal swabs (871810001^Mid-turbinate nasal swab^SCT) nasal aspirate (429931000124105^Nasal aspirate specimen^SCT) nasal wash (433871000124101^Nasal washings^SCT) bronchoalveolar lavage (BAL) (258607008^Bronchoalveolar lavage fluid sample^SCT) | SARS-CoV-2 Positive (260373001^Detected^SCT) SARS-CoV-2 Presumptive Positive (720735008^Presumptive positive^SCT) SARS-CoV-2 Negative (260415000^Not detected^SCT) Invalid Results (455371000124106^Invalid result^SCT or 125154007^Specimen unsatisfactory for evaluation^SCT) | 94533-7 | SARS-CoV-2 (COVID19) N gene [Presence] in Respiratory specimen by NAA with probe detection | 94531-1 | SARS coronavirus 2 RNA panel - Respiratory specimen by NAA with probe detection |  |  |  | HDPCR SARS-CoV-2 Assay_ChromaCode Inc. | EUA | ABI QuantStudio 7 Flex_Thermo Fisher | MNI | SARS coronavirus 2 N gene | PrThr | Pt | Respiratory | Ord | Probe.amp.tar | 20200617 | 2.68
20220727 | Added instrument row for ABI QuantStudio 7 Flex_Thermo Fisher | CirrusDx Laboratories | LDT: CirrusDx SARS-CoV-2 Assay* | SARS-CoV-2 Result Interpretation | nasopharyngeal swabs (258500001^Nasopharyngeal swab^SCT) nasal swabs (445297001^Swab of internal nose^SCT) oropharyngeal swabs (258529004^Throat swab^SCT) BAL (258607008^Bronchoalveolar lavage fluid sample^SCT) | SARS-CoV-2 Detected (260373001^Detected^SCT) SARS-CoV-2 Not detected (260415000^Not detected^SCT) SARS-CoV-2 presumptive positive (720735008^Presumptive positive^SCT) Invalid (455371000124106^Invalid result^SCT or 125154007^Specimen unsatisfactory for evaluation^SCT) | 94500-6 | SARS coronavirus 2 RNA [Presence] in Respiratory specimen by NAA with probe detection | 94531-1 | SARS coronavirus 2 RNA panel - Respiratory specimen by NAA with probe detection |  |  |  | CirrusDx SARS-CoV-2 Assay_CirrusDx Laboratories | EUA | 10190302015592 | DII | SARS coronavirus 2 RNA | PrThr | Pt | Respiratory | Ord | Probe.amp.tar | 20200519 | 2.68
20220727 | Added instrument row for GridION nanopore sequencer_Oxford Nanopore | Clear Labs, Inc. | Clear Dx SARS-CoV-2 Test* | SARS-CoV-2 Result Interpretation | nasopharyngeal swab (258500001^Nasopharyngeal swab^SCT) oropharyngeal swab (258529004^Throat swab^SCT) anterior nasal swab (697989009^Anterior nares swab^SCT) midturbinate swab (871810001^Mid-turbinate nasal swab^SCT) nasopharyngeal wash/aspirate (258467004^Nasopharyngeal washings^SCT or 258411007^Nasopharyngeal aspirate^SCT) nasal aspirate (429931000124105^Nasal aspirate specimen^SCT) bronchoalveolar lavage specimen (258607008^Bronchoalveolar lavage fluid sample^SCT) | SARS-CoV-2 RNA Detected (260373001^Detected^SCT) SARS-CoV-2 RNA Not Detected (260415000^Not Detected^SCT) Invalid Result (455371000124106^Invalid result^SCT or 125154007^Specimen unsatisfactory for evaluation^SCT) | 95424-8 | SARS-CoV-2 (COVID-19) RNA [Presence] in Respiratory specimen by Sequencing | 95424-8 | SARS-CoV-2 (COVID-19) RNA [Presence] in Respiratory specimen by Sequencing |  |  |  | Clear Dx SARS-CoV-2 Test_Clear Labs, Inc. | EUA | Clear Dx system_Clear Labs | MNI | SARS coronavirus 2 RNA | PrThr | Pt | Respiratory | Ord | Sequencing | 20201028 | 2.69-pre
20220727 | Added instrument row for ABI QuantStudio 12K Flex_Thermo Fisher | Compass Laboratory Services, LLC | LDT: Compass Laboratory Services SARS-CoV2 Assay* | SARS-CoV-2 Result Interpretation | nasopharyngeal swabs (258500001^Nasopharyngeal swab^SCT) oropharyngeal (throat) swab (258529004^Throat swab^SCT) mid-turbinate nasal swabs (871810001^Mid-turbinate nasal swab^SCT) anterior nasal swabs (697989009^Anterior nares swab^SCT) nasopharyngeal wash/aspirate (258467004^Nasopharyngeal washings^SCT or 258411007^Nasopharyngeal aspirate^SCT) nasal aspirate (429931000124105^Nasal aspirate specimen^SCT) | Positive (260373001^Detected^SCT) Negative (260415000^Not Detected^SCT) Quantity not sufficient (125154007^Specimen unsatisfactory for evaluation^SCT) Indeterminate result (419984006^Inconclusive^SCT) | 94559-2 | SARS-CoV-2 (COVID-19) ORF1ab region [Presence] in Respiratory specimen by NAA with probe detection | 94559-2 | SARS-CoV-2 (COVID-19) ORF1ab region [Presence] in Respiratory specimen by NAA with probe detection | Testing is limited to Compass Laboratory Services, LLC's laboratory located at 1910 Nonconnah Blvd, Suite 108, Memphis TN 38132 |  |  | Compass Laboratory Services SARS-CoV2 Assay_Compass Laboratory Services, LLC | EUA | ABI QuantStudio 7 Flex_Thermo Fisher | MNI | SARS coronavirus 2 ORF1ab region | PrThr | Pt | Respiratory | Ord | Probe.amp.tar | 20200723 | 2.68
20220727 | Added instrument row for ABI 7500 Real-Time PCR_Thermo Fisher | dba SpectronRx | Hymon SARS-CoV-2 Test Kit* | SARS-CoV-2 nucleic acids | Nasal swab (445297001^Swab of internal nose^SCT) Mid-turbinate nasal swabs(871810001^Mid-turbinate nasal swab^SCT) nasopharyngeal swab (258500001^Nasopharyngeal swab^SCT) oropharyngeal swabs (258529004^Throat swab^SCT) BAL (258607008^Bronchoalveolar lavage fluid sample^SCT) | SARS-CoV-2 positive (260373001^Detected^SCT) SARS-CoV-2 negative (260415000^Not detected^SCT) Invalid (455371000124106^Invalid result^SCT or 125154007^Specimen unsatisfactory for evaluation^SCT) | 94500-6 | SARS coronavirus 2 RNA [Presence] in Respiratory specimen by NAA with probe detection | 94500-6 | SARS coronavirus 2 RNA [Presence] in Respiratory specimen by NAA with probe detection |  |  |  | Hymon SARS-CoV-2 Test Kit_dba SpectronRX | EUA | 10190302015592 | DII | SARS coronavirus 2 RNA | PrThr | Pt | Respiratory | Ord | Probe.amp.tar | 20200602 | 2.68
20220727 | Added instrument row for ABI GeneAmp PCR System 9700_Thermo Fisher | Diatherix Eurofins Laboratory | LDT: SARS-CoV-2 PCR Test* | SARS-CoV-2 Result | nasal swabs (445297001^Swab of internal nose^SCT) nasopharyngeal swabs (258500001^Nasopharyngeal swab^SCT) nasopharyngeal wash (258467004^Nasopharyngeal washings^SCT) oropharyngeal swabs/throat swabs (258529004^Throat swab^SCT) bronchial aspirates (441903006^Specimen obtained by bronchial aspiration^SCT) sputum (119334006^Sputum specimen^SCT) | SARS-CoV-2 Detected (260373001^Detected^SCT) SARS-CoV-2 Not Detected (260415000^Not Detected^SCT) Failed Test (455371000124106^Invalid result^SCT or 125154007^Specimen unsatisfactory for evaluation^SCT) | 94500-6 | SARS-CoV-2 (COVID-19) RNA [Presence] in Respiratory specimen by NAA with probe detection | 94500-6 | SARS-CoV-2 (COVID-19) RNA [Presence] in Respiratory specimen by NAA with probe detection | Testing is limited to Diatherix Laboratories, LLC, a College of American Pathologists (CAP)-accredited, and Clinical Laboratory Improvement Amendments of 1988 (CLIA), 42 U.S.C. §263a certified high-complexity laboratory. |  |  | SARS-CoV-2 PCR Test_Diatherix Eurofins Laboratory | EUA | ABI Veriti Thermal Cycler_Thermo Fisher | MNI | SARS coronavirus 2 RNA | PrThr | Pt | Respiratory | Ord | Probe.amp.tar | 20201028 | 2.68
20220727 | Added instrument row for ABI Veriti Dx Thermal Cycler_Thermo Fisher | DxTerity Diagnostics, Inc. | LDT: DxTerity SARS-CoV-2 RT PCR CE Test* | SARS-CoV-2 Result | saliva (258560004^Oral saliva sample^SCT) | INVALID RESULT (455371000124106^Invalid result^SCT or 125154007^Specimen unsatisfactory for evaluation^SCT) POSITIVE (260373001^Detected^SCT) NEGATIVE (260415000^Not Detected^SCT) INDETERMINATE (82334004^Indeterminate^SCT) | 94845-5 | SARS-CoV-2 (COVID-19) RNA [Presence] in Saliva (oral fluid) by NAA with probe detection | 95826-4 | SARS-CoV-2 (COVID-19) RNA panel - Saliva (oral fluid) by NAA with probe detection | The DxTerity SARS-CoV-2 RT-PCR CE Test is an end point reverse transcription polymerase chain reaction (RT-PCR) test followed by detection with capillary electrophoresis (CE) |  |  | DxTerity SARS-CoV-2 RT PCR CE Test_DxTerity Diagnostics, Inc. | EUA | ABI 3500xL Genetic Analyzer_Thermo Fisher | MNI | SARS coronavirus 2 RNA | PrThr | Pt | Saliva | Ord | Probe.amp.tar | 20200925 | 2.68
20220727 | Added instrument row for ABI QuantStudio 7 Flex_Thermo Fisher | Fulgent Therapeutics | COVID-19 by RT-PCR test* | COVID-19 | Nasal swab (445297001^Swab of internal nose^SCT) nasopharyngeal swab (258500001^Nasopharyngeal swab^SCT) oropharyngeal swab (258529004^Throat swab^SCT) | COVID-19 Positive (260373001^Detected^SCT) COVID-19 Negative (260415000^Not detected^SCT) Inconclusive (419984006^Inconclusive^SCT) Invalid (455371000124106^Invalid result^SCT) | 94533-7 | SARS coronavirus 2 N gene [Presence] in Respiratory specimen by NAA with probe detection | 94531-1 | SARS coronavirus 2 RNA panel - Respiratory specimen by NAA with probe detection |  |  |  | Fulgent COVID-19 by RT-PCR Test_Fulgent Therapeutics | EUA | ABI QuantStudio 6 Flex_Thermo Fisher | MNI | SARS coronavirus 2 N gene | PrThr | Pt | Respiratory | Ord | Probe.amp.tar | 20210811 | 2.68
20220727 | Added instrument row for ABI QuantStudio Dx_Thermo Fisher | Gencurix | GenePro SARS-CoV-2 Test* | SARS-CoV-2 RNA | nasopharyngeal swab (258500001^Nasopharyngeal swab^SCT) oropharyngeal swab (258529004^Throat swab^SCT) anterior nasal swab (697989009^Anterior nares swab^SCT) mid-turbinate swab (871810001^Mid-turbinate nasal swab^SCT) nasopharyngeal wash/ aspirate (258467004^Nasopharyngeal washings^SCT or 258411007^Nasopharyngeal aspirate^SCT) nasal aspirate (429931000124105^Nasal aspirate specimen^SCT) bronchoalveolar lavage (BAL) (258607008^Bronchoalveolar lavage fluid sample^SCT) | Invalid (455371000124106^Invalid result^SCT or 125154007^Specimen unsatisfactory for evaluation^SCT) SARS-CoV-2 Not Detected (260415000^Not detected^SCT) Presumptive SARS-CoV-2 Positive (720735008^Presumptive positive^SCT) SARS-CoV-2 Positive (260373001^Detected^SCT) | 94500-6 | SARS-CoV-2 (COVID-19) RNA [Presence] in Respiratory specimen by NAA with probe detection | 94531-1 | SARS coronavirus 2 RNA panel - Respiratory specimen by NAA with probe detection |  |  |  | GenePro SARS-CoV-2 Test_Gencurix, Inc. | EUA | CFX96 DX Real-Time PCR System_BioRad | MNI | SARS coronavirus 2 RNA | PrThr | Pt | Respiratory | Ord | Probe.amp.tar | 20200707 | 2.68
20220727 | Added instrument row for ABI QuantStudio 3D Digital PCR_Thermo Fisher | Gnomegen LLC | Gnomegen COVID-19 RT-Digital PCR Detection Kit* | COVID-19 Result Interpretation | Nasal swab (445297001^Swab of internal nose^SCT) nasopharyngeal swab (258500001^Nasopharyngeal swab^SCT) oropharyngeal swab (258529004^Throat swab^SCT) | SARS-CoV-2 detected (260373001^Detected^SCT) SARS-CoV-2 not detected (260415000^Not detected^SCT) inconclusive (455371000124106^Invalid result^SCT or 125154007^Specimen unsatisfactory for evaluation^SCT) | 94533-7 | SARS coronavirus 2 N gene [Presence] in Respiratory specimen by NAA with probe detection | 94531-1 | SARS coronavirus 2 RNA panel - Respiratory specimen by NAA with probe detection |  |  |  | Gnomegen COVID-19 RT-Digital PCR Detection Kit_Gnomegen LLC | EUA | Real Time Digital PCR Instrument_Gnomegen | MNI | SARS coronavirus 2 N gene | PrThr | Pt | Respiratory | Ord | Probe.amp.tar | 20200512 | 2.68
20220727 | Added instrument row for ABI QuantStudio 7 Flex_Thermo Fisher | Gravity Diagnostics, LLC | Gravity Diagnostics COVID-19 Assay* | SARS-CoV-2 Result Interpretation | Nasal swab (445297001^Swab of internal nose^SCT) nasopharyngeal swab (258500001^Nasopharyngeal swab^SCT) oropharyngeal swabs (258529004^Throat swab^SCT) BAL (258607008^Bronchoalveolar lavage fluid sample^SCT) | Positive (260373001^Detected^SCT) Negative (260415000^Not detected^SCT) Invalid (455371000124106^Invalid result^SCT or 125154007^Specimen unsatisfactory for evaluation^SCT) | 94533-7 | SARS Coronavirus 2 N gene [Presence] in Respiratory specimen by NAA with probe detection | 94531-1 | SARS coronavirus 2 RNA panel - Respiratory specimen by NAA with probe detection |  |  |  | Gravity Diagnostics COVID-19 Assay_Gravity Diagnostics, LLC | EUA | ABI QuantStudio 12K Flex_Thermo Fisher | MNI | SARS coronavirus 2 N gene | PrThr | Pt | Respiratory | Ord | Probe.amp.tar | 20200609 | 2.68
20220727 | Added instrument row for an ELISA spectrophotometer_NA | InBios International, Inc | SCoV-2 Detect IgG ELISA* | IgG SARS-CoV-2 antibodies | serum (119364003^Serum specimen^SCT) plasma (119361006^Plasma specimen^SCT) | Retest (455371000124106^Invalid result^SCT or 125154007^Specimen unsatisfactory for evaluation^SCT) Positive (10828004^Positive^SCT) Negative (260385009^Negative^SCT) | 94563-4 | SARS-CoV-2 (COVID19) IgG Ab [Presence] in Serum or Plasma by Immunoassay | 94563-4 | SARS-CoV-2 (COVID19) IgG Ab [Presence] in Serum or Plasma by Immunoassay |  |  |  | SCoV-2 Detect IgG ELISA_InBios International, Inc. | EUA | Dynex DSX System_Dynex Technologies | MNI | SARS coronavirus 2 Ab.IgG | PrThr | Pt | Ser/Plas | Ord | IA | 20210519 | 2.68
20220727 | Added instrument rows for 10190302015592 (ABI QuantStudio 5 Real-Time PCR_Thermo Fisher), LightCycler 480 Instrument_Roche | Jiangsu Bioperfectus Technologies | COVID-19 Coronavirus Real Time PCR Kit* | SARS-CoV-2 Result Interpretation | nasopharyngeal swabs (258500001^Nasopharyngeal swab^SCT) oropharyngeal (throat) swabs (258529004^Throat swab^SCT) anterior nasal swabs (697989009^Anterior nares swab^SCT) mid-turbinate nasal swabs (871810001^Mid-turbinate nasal swab^SCT) nasal aspirates (429931000124105^Nasal aspirate specimen^SCT) nasal washes (433871000124101^Nasal washings^SCT) bronchoalveolar lavage (BAL) fluid (258607008^Bronchoalveolar lavage fluid sample^SCT) sputum (119334006^Sputum specimen^SCT) | Detected SARS-CoV-2 (260373001^Detected^SCT) Inconclusive results (419984006^Inconclusive^SCT) SARS-CoV-2 Not detected (260415000^Not detected^SCT) Invalid (455371000124106^Invalid result^SCT or 125154007^Specimen unsatisfactory for evaluation^SCT) | 94500-6 | SARS-CoV-2 (COVID19) RNA [Presence] in Respiratory specimen by NAA with probe detection | 94531-1 | SARS-CoV-2 (COVID19) RNA panel - Respiratory specimen by NAA with probe detection |  |  |  | COVID-19 Coronavirus Real Time PCR Kit_Jiangsu Bioperfectus Technologies Co., Ltd. | EUA | ABI 7500 Real-Time PCR_Thermo Fisher | MNI | SARS coronavirus 2 RNA | PrThr | Pt | Respiratory | Ord | Probe.amp.tar | 20200623 | 2.68
20220727 | Added instrument row for ABI 7500 Real-Time PCR_Thermo Fisher | LabGenomics Co. Ltd. | LabGun COVID-19 RT-PCR Kit* | SARS-CoV-2 Result Interpretation | anterior nasal swabs (697989009^Anterior nares swab^SCT) mid-turbinate nasal swabs(871810001^Mid-turbinate nasal swab^SCT) nasopharyngeal swabs (258500001^Nasopharyngeal swab^SCT) oropharyngeal swabs (258529004^Throat swab^SCT) sputum (119334006^Sputum specimen^SCT) nasopharyngeal wash (258467004^Nasopharyngeal washings^SCT) nasopharyngeal aspirate (258411007^Nasopharyngeal aspirate^SCT) nasal aspirate (429931000124105^Nasal aspirate specimen^SCT) | SARS-CoV-2 Detected (260373001^Detected^SCT) Inconclusive (419984006^Inconclusive^SCT) SARS-CoV-2 Not detected (260415000^Not detected^SCT) Invalid (455371000124106^Invalid result^SCT or 125154007^Specimen unsatisfactory for evaluation^SCT) | 94500-6 | SARS coronavirus 2 RNA [Presence] in Respiratory specimen by NAA with probe detection | 94531-1 | SARS coronavirus 2 RNA panel - Respiratory specimen by NAA with probe detection |  |  |  | LabGun COVID-19 RT-PCR Kit_LabGenomics Co., Ltd. | EUA | CFX96 Real-Time PCR System_BioRad | MNI | SARS coronavirus 2 RNA | PrThr | Pt | Respiratory | Ord | Probe.amp.tar | 20200512 | 2.68
20220727 | Added instrument row for Araya System_Biosearch | LGC, Biosearch Technologies | Biosearch Technologies SARS-CoV-2 ultra-high-throughput End-Point RT-PCR Test | N gene | dry anterior nasal swab (697989009^Anterior nares swab^SCT) | Void-Invalid (455371000124106^Invalid result^SCT or 125154007^Specimen unsatisfactory for evaluation^SCT) Void-Inconclusive (419984006^Inconclusive^SCT) Detected (260373001^Detected^SCT) Not detected (260415000^Not Detected^SCT) | 95409-9 | SARS-CoV-2 (COVID-19) N gene [Presence] in Nose by NAA with probe detection | 95409-9 | SARS-CoV-2 (COVID-19) N gene [Presence] in Nose by NAA with probe detection |  |  |  | Biosearch Technologies SARS-CoV-2 ultra-high-throughput End-Point RT-PCR Test_LGC, Biosearch Technologies | EUA | Hydrocycler2_Biosearch | MNI | SARS coronavirus 2 N gene | PrThr | Pt | Nose | Ord | Probe.amp.tar | 20220511 | 2.69
20220727 | Added instrument row for Luminex ARIES M1 System_Luminex Corp | Luminex Corporation | ARIES SARS-CoV-2 Assay | SARS-CoV-2 Result Interpretation | nasopharyngeal swab (258500001^Nasopharyngeal swab^SCT) | SARS-CoV-2 RNA positive (260373001^Detected^SCT) SARS-CoV-2 RNA negative (260415000^Not detected^SCT) Invalid (455371000124106^Invalid result^SCT or 125154007^Specimen unsatisfactory for evaluation^SCT) | 94759-8 | SARS coronavirus 2 RNA [Presence] in Nasopharynx by NAA with probe detection | 94531-1 | SARS coronavirus 2 RNA panel - Respiratory specimen by NAA with probe detection |  |  |  | ARIES SARS-CoV-2 Assay_Luminex Corporation | EUA | Luminex ARIES System_Luminex Corp | MNI | SARS coronavirus 2 RNA | PrThr | Pt | Nph | Ord | Probe.amp.tar | 20200505 | 2.68
20220727 | Added instrument rows for FLEXMAP 3D System_Luminex Corp, FLEXMAP 3D Sys(MFIdivider on)_Luminex Corp | Luminex Corporation | xMAP SARS-CoV-2 Multi-Antigen IgG Assay | SARS-CoV-2 Result Interpretation | serum (119364003^Serum specimen^SCT) plasma (119361006^Plasma specimen^SCT) | SARS-CoV-2 IgG Positive (10828004^Positive^SCT) SARS-CoV-2 IgG Negative (260385009^Negative^SCT) No Call (455371000124106^Invalid result^SCT or 125154007^Specimen unsatisfactory for evaluation^SCT) | 94563-4 | SARS-CoV-2 (COVID-19) IgG Ab [Presence] in Serum or Plasma by Immunoassay | 94563-4 | SARS-CoV-2 (COVID-19) IgG Ab [Presence] in Serum or Plasma by Immunoassay | The xMAP SARS-CoV-2 Multi-Antigen IgG Assay is intended for qualitative detection of antibodies against the SARSCoV-2 S1 subunit of the spike protein (S1), the Receptor-Binding Domain (RBD) of the spike protein, and the nucleocapsid protein (N) |  |  | xMAP SARS-CoV-2 Multi-Antigen IgG Assay_Luminex Corporation | EUA | Luminex 200 System_Luminex Corp | MNI | SARS coronavirus 2 Ab.IgG | PrThr | Pt | Ser/Plas | Ord | IA | 20200728 | 2.68
20220727 | Added instrument row for 10190302015592 (ABI QuantStudio 5 Real-Time PCR_Thermo Fisher) | LumiraDx UK Ltd. | LumiraDx SARS-CoV-2 RNA STAR Complete* | SARS-CoV-2 Assay Results | nasal swabs (445297001^Swab of internal nose^SCT) midturbinate swabs (871810001^Mid-turbinate nasal swab^SCT) nasopharyngeal swabs (258500001^Nasopharyngeal swab^SCT) oropharyngeal swabs (258529004^Throat swab^SCT) bronchoalveolar lavage specimens (258607008^Bronchoalveolar lavage fluid sample^SCT) 433801000124107^Nasopharyngeal and oropharyngeal swab^SCT | SARS-CoV-2 Positive (+) (260373001^Detected^SCT) Negative (-) (260415000^Not Detected^SCT) Invalid (455371000124106^Invalid result^SCT or 125154007^Specimen unsatisfactory for evaluation^SCT) | 94559-2 | SARS-CoV-2 (COVID-19) ORF1ab region [Presence] in Respiratory specimen by NAA with probe detection | 94559-2 | SARS-CoV-2 (COVID-19) ORF1ab region [Presence] in Respiratory specimen by NAA with probe detection |  |  |  | LumiraDx SARS-CoV-2 RNA STAR Complete_LumiraDx UK Ltd. | EUA | LightCycler 480 Instrument II_Roche | MNI | SARS coronavirus 2 ORF1ab region | PrThr | Pt | Respiratory | Ord | Probe.amp.tar | 20210324 | 2.68
20220727 | Added instrument rows for ABI QuantStudio 7 Flex_Thermo Fisher, ABI ViiA 7 PCR System_Thermo Fisher | Massachusetts General Hospital | LDT: MGH COVID-19 qPCR assay* | SARS-CoV-2 Result Interpretation | nasopharyngeal swabs (258500001^Nasopharyngeal swab^SCT) nasal swabs (445297001^Swab of internal nose^SCT) oropharyngeal swabs (258529004^Throat swab^SCT) BAL (258607008^Bronchoalveolar lavage fluid sample^SCT) | Positive2019-NCoV(260373001^Detected^SCT) Not detected (260415000^Not detected^SCT) Inconclusive (419984006^Inconclusive^SCT) Invalid (455371000124106^Invalid result^SCT or 125154007^Specimen unsatisfactory for evaluation^SCT) | 94533-7 | SARS coronavirus 2 N gene [Presence] in Respiratory specimen by NAA with probe detection | 94533-7 | SARS coronavirus 2 N gene [Presence] in Respiratory specimen by NAA with probe detection |  |  |  | MGH COVID-19 qPCR assay_Massachusetts General Hospital | EUA | cobas z 480 Instrument_Roche | MNI | SARS coronavirus 2 N gene | PrThr | Pt | Respiratory | Ord | Probe.amp.tar | 20200519 | 2.68
20220727 | Added instrument row for Accula Dock_Mesa Biotech | Mesa Biotech | Accula SARS-Cov-2 Test* | SARS-Cov-2 Interpretation | nasal swab (445297001^Swab of internal nose^SCT) mid-turbinate nasal swab (871810001^Mid-turbinate nasal swab^SCT) | Positive Test for SARS-CoV-2 (260373001^Detected^SCT) Negative Test for SARS-CoV-2 (260415000^Not detected^SCT) Invalid Result (455371000124106^Invalid result^SCT or 125154007^Specimen unsatisfactory for evaluation^SCT) | 95409-9 | SARS-CoV-2 (COVID-19) N gene [Presence] in Nose by NAA with probe detection | 95409-9 | SARS-CoV-2 (COVID-19) N gene [Presence] in Nose by NAA with probe detection |  |  |  | Accula SARS-Cov-2 Test_Mesa Biotech Inc. | EUA | Silaris Dock_Sekisui Diagnostics | MNI | SARS coronavirus 2 N gene | PrThr | Pt | Nose | Ord | Probe.amp.tar | 20210929 | 2.68
20220727 | Added instrument row for ABI Veriti Thermal Cycler_Thermo Fisher | National Jewish Health | LDT: SARS-CoV-2 MassArray Test* | SARS-CoV-2 Report | nasal swabs (445297001^Swab of internal nose^SCT) mid-turbinate swabs (871810001^Mid-turbinate nasal swab^SCT) nasopharyngeal swabs (258500001^Nasopharyngeal swab^SCT) oropharyngeal swabs (258529004^Throat swab^SCT) nasal aspirate and wash (429931000124105^Nasal aspirate specimen^SCT or 433871000124101^Nasal washings^SCT) nasopharyngeal aspirate and wash (258411007^Nasopharyngeal aspirate^SCT or 258467004^Nasopharyngeal washings^SCT) bronchoalveolar lavage specimens (258607008^Bronchoalveolar lavage fluid sample^SCT) | Detected (260373001^Detected^SCT) Not Detected (260415000^Not Detected^SCT) Indeterminate (82334004^Indeterminate^SCT) controls are not valid (455371000124106^Invalid result^SCT or 125154007^Specimen unsatisfactory for evaluation^SCT) | 95608-6 | SARS-CoV-2 (COVID-19) RNA [Presence] in Respiratory specimen by NAA with non-probe detection | 95608-6 | SARS-CoV-2 (COVID-19) RNA [Presence] in Respiratory specimen by NAA with non-probe detection | Testing is limited to the National Jewish Health Advanced Diagnostics Laboratory, located at 1400 Jackson St., Denver, CO 80206 |  |  | SARS-CoV-2 MassArray Test_National Jewish Health | EUA | MassARRAY System_Agena Bioscience | MNI | SARS coronavirus 2 RNA | PrThr | Pt | Respiratory | Ord | Non-probe.amp.tar | 20201021 | 2.69-pre
20220727 | Added instrument rows for NeuMoDx 288 Molecular System_NeuMoDx, NeuMoDx 96 Molecular System_NeuMoDx, NeuMoDx 288 Molecular System_NeuMoDx | NeuMoDx Molecular, Inc. | NeuMoDx SARS-CoV-2 Assay* | SARS-CoV2 Result Interpretation | nasal swabs (445297001^Swab of internal nose^SCT) nasopharyngeal swabs (258500001^Nasopharyngeal swab^SCT) oropharyngeal swabs (258529004^Throat swab^SCT) bronchoalveolar lavage (BAL) specimens (258607008^Bronchoalveolar lavage fluid sample^SCT) | SARS-CoV-2 RNA detected (260373001^Detected^SCT) SARS-CoV-2 RNA not detected (260415000^Not detected^SCT) All target results were invalid(455371000124106^Invalid result^SCT or 125154007^Specimen unsatisfactory for evaluation^SCT) | 94500-6 | SARS coronavirus 2 RNA [Presence] in Respiratory specimen by NAA with probe detection | 94531-1 | SARS coronavirus 2 RNA panel - Respiratory specimen by NAA with probe detection |  |  |  | NeuMoDx SARS-CoV-2 Assay_NeuMoDx Molecular, Inc. | EUA | NeuMoDx 96 Molecular System_NeuMoDx | MNI | SARS coronavirus 2 RNA | PrThr | Pt | Respiratory | Ord | Probe.amp.tar | 20210811 | 2.68
20220727 | Added instrument row for 10190302015592 (ABI QuantStudio 5 Real-Time PCR_Thermo Fisher) | OPTI Medical Systems, Inc. | OPTI SARS-CoV-2 RT PCR Test* | SARS-CoV-2 RNA | anterior nasal swabs (697989009^Anterior nares swab^SCT) mid-turbinate nasal swabs(871810001^Mid-turbinate nasal swab^SCT) nasopharyngeal swabs (258500001^Nasopharyngeal swab^SCT) oropharyngeal swabs (258529004^Throat swab^SCT) Bronchoalveolar lavage (BAL) (258607008^Bronchoalveolar lavage fluid sample^SCT) nasopharyngeal wash (258467004^Nasopharyngeal washings^SCT) nasopharyngeal aspirate (258411007^Nasopharyngeal aspirate^SCT) nasal aspirate (429931000124105^Nasal aspirate specimen^SCT) | SARS-CoV-2 positive (260373001^Detected^SCT) SARS-CoV-2 negative (260415000^Not detected^SCT) Invalid (455371000124106^Invalid result^SCT or 125154007^Specimen unsatisfactory for evaluation^SCT) | 94533-7 | SARS coronavirus 2 N gene [Presence] in Respiratory specimen by NAA with probe detection | 94533-7 | SARS coronavirus 2 N gene [Presence] in Respiratory specimen by NAA with probe detection |  |  |  | OPTI SARS-CoV-2 RT PCR Test_OPTI Medical Systems, Inc. | EUA | ABI 7500 FAST Real-Time PCR_Thermo Fisher | MNI | SARS coronavirus 2 N gene | PrThr | Pt | Respiratory | Ord | Probe.amp.tar | 20210929 | 2.68
20220727 | Added instrument row for VITROS 3600_Ortho-Clinical | Ortho Clinical Diagnostics, Inc. | VITROS Immunodiagnostic Products SARS-CoV-2 Antigen Reagent Pack* | SARS-CoV-2 N antigen Result Text | nasopharyngeal (NP) specimens (258500001^Nasopharyngeal swab^SCT) anterior nasal swabs (697989009^Anterior nares swab^SCT) | Non-reactive (negative) (260415000^Not Detected^SCT) Reactive (positive) (260373001^Detected^SCT) | 96119-3 | SARS-CoV-2 (COVID-19) Ag [Presence] in Upper respiratory specimen by Immunoassay | 96119-3 | SARS-CoV-2 (COVID-19) Ag [Presence] in Upper respiratory specimen by Immunoassay |  |  |  | VITROS Immunodiagnostic Products SARS-CoV-2 Antigen Reagent Pack_Ortho Clinical Diagnostics, Inc. | EUA | VITROS 5600_Ortho-Clinical | MNI | SARS coronavirus 2 Ag | PrThr | Pt | Respiratory.upper | Ord | IA | 20210324 | 2.69
20220727 | Added instrument rows for qTower3_Analytik Jena GmbH, qTower3 84_Analytik Jena GmbH, qTower3 84 G_Analytik Jena GmbH | PerkinElmer | PerkinElmer New Coronavirus Nucleic Acid Detection Kit test* | SARS-CoV-2 Result Interpretation | Nasopharyngeal swab (NP) (258500001^Nasopharyngeal swab^SCT) Oropharyngeal swab (e.g., throat swab, OP) (258529004^Throat swab^SCT) Anterior nasal swab (697989009^Anterior nares swab^SCT) | SARS-CoV-2 detected (260373001^Detected^SCT) SARS-CoV-2 not detected (260415000^Not detected^SCT) Negative (895231008^Not Detected in Pooled Specimen^SCT) Invalid Result (455371000124106^Invalid result^SCT or 125154007^Specimen unsatisfactory for evaluation^SCT) | 94500-6 | SARS coronavirus 2 RNA [Presence] in Respiratory specimen by NAA with probe detection | 94531-1 | SARS coronavirus 2 RNA panel - Respiratory specimen by NAA with probe detection |  |  |  | PerkinElmer New Coronavirus Nucleic Acid Detection Kit_PerkinElmer, Inc. | EUA | ABI 7500 Real-Time PCR_Thermo Fisher | MNI | SARS coronavirus 2 RNA | PrThr | Pt | Respiratory | Ord | Probe.amp.tar | 20210811 | 2.68
20220727 | Added instrument row for CFX384 Touch Real-Time PCR_BioRad | Phosphorus Diagnostics LLC | Phosphorus COVID-19 RT-qPCR Test | SARS-CoV-2 RNA Result Interpretation | oropharyngeal (throat) swabs (258529004^Throat swab^SCT) nasopharyngeal swabs (258500001^Nasopharyngeal swab^SCT) anterior nasal swabs (697989009^Anterior nares swab^SCT) mid-turbinate nasal swabs (871810001^Mid-turbinate nasal swab^SCT) nasopharyngeal washes/aspirates (258467004^Nasopharyngeal washings^SCT or 258411007^Nasopharyngeal aspirate^SCT) nasal aspirates (429931000124105^Nasal aspirate specimen^SCT) bronchoalveolar lavage (BAL) specimens (258607008^Bronchoalveolar lavage fluid sample^SCT) | Positive (260373001^Detected^SCT) Negative (260415000^Not detected^SCT) Inconclusive (419984006^Inconclusive^SCT) Invalid (455371000124106^Invalid result^SCT) | 94533-7 | SARS-CoV-2 (COVID-19) N gene [Presence] in Respiratory specimen by NAA with probe detection | 94533-7 | SARS-CoV-2 (COVID-19) N gene [Presence] in Respiratory specimen by NAA with probe detection | This test is also distributed under the brand name: • Wheeler Labs COVID-19 RT-qPCR Test Testing is limited to Phosphorus Diagnostics LLC in Secaucus, NJ |  |  | Phosphorus COVID-19 RT-qPCR Test_Phosphorus Diagnostics LLC | EUA | CFX96 Touch Real-Time PCR System_BioRad | MNI | SARS coronavirus 2 N gene | PrThr | Pt | Respiratory | Ord | Probe.amp.tar | 20201021 | 2.68
20220727 | Added instrument rows for ABI 7500 FAST Real-Time PCR_Thermo Fisher, ABI QuantStudio 7 Flex_Thermo Fisher | QDx Pathology Services | LDT: QDX SARS-CoV-2 Assay* | SARS-CoV-2 Report | nasal swab (445297001^Swab of internal nose^SCT) | SARS-CoV-2 Positive (260373001^Detected^SCT) SARS-CoV-2 Presumptive Positive (720735008^Presumptive positive^SCT) SARS-CoV-2 Negative (260415000^Not Detected^SCT) Invalid Results (455371000124106^Invalid result^SCT or 125154007^Specimen unsatisfactory for evaluation^SCT) | 95409-9 | SARS-CoV-2 (COVID-19) N gene [Presence] in Nose by NAA with probe detection | 94531-1 | SARS-CoV-2 (COVID-19) RNA panel - Respiratory specimen by NAA with probe detection | Testing is limited to QDx Pathology Services, located at 20 Jackson Dr, Cranford, NJ 07016 which is certified under the Clinical Laboratory Improvement Amendments of 1988 (CLIA), 42 U.S.C. 263a, and meets requirements to perform high complexity tests |  |  | QDX SARS-CoV-2 Assay_QDx Pathology Services | EUA | ABI QuantStudio 12K Flex_Thermo Fisher | MNI | SARS coronavirus 2 N gene | PrThr | Pt | Nose | Ord | Probe.amp.tar | 20200925 | 2.68
20220727 | Added instrument rows for 4015630946198 (cobas e 801 analyzer_Roche), 4015630929764 (cobas e 602 analyzer_Roche), 4015630924714 (cobas e 601 analyzer_Roche) | Roche | Elecsys Anti-SARS-CoV-2 (cobas Systems) | Anti-SARS-CoV2 antibodies | Serum (119364003^Serum specimen^SCT) Plasma (119361006^Plasma specimen^SCT) | Positive (10828004^Positive^SCT) Negative (260385009^Negative^SCT) | 94762-2 | SARS coronavirus 2 Ab [Presence] in Serum or Plasma by Immunoassay | 94762-2 | SARS coronavirus 2 Ab [Presence] in Serum or Plasma by Immunoassay |  |  |  | Elecsys Anti-SARS-CoV-2_Roche Diagnostics | EUA | 4015630924721 | DII | SARS coronavirus 2 Ab | PrThr | Pt | Ser/Plas | Ord | IA | 20200512 | 2.68
20220727 | Added instrument row for ABI QuantStudio 5 Dx_Thermo Fisher | RTA | Diagnovital SARS-CoV-2 Real-Time PCR Kit* | SARS-CoV-2 RNA | anterior nasal swab (697989009^Anterior nares swab^SCT) mid-turbinate nasal swab (871810001^Mid-turbinate nasal swab^SCT) nasopharyngeal swab (258500001^Nasopharyngeal swab^SCT) oropharyngeal swab (258529004^Throat swab^SCT) nasopharyngeal wash/aspirates (258411007^Nasopharyngeal aspirate^SCT or 258467004^Nasopharyngeal washings^SCT) nasal aspirates (429931000124105^Nasal aspirate specimen^SCT) bronchoalveolar lavage (BAL) (258607008^Bronchoalveolar lavage fluid sample^SCT) | Negative for SARS-CoV-2 (260415000^Not detected^SCT) Positive for SARS-CoV-2 (260373001^Detected^SCT) Presumptive positive (720735008^Presumptive positive^SCT Invalid (455371000124106^Invalid result^SCT) | 94500-6 | SARS-CoV-2 (COVID19) RNA [Presence] in Respiratory specimen by NAA with probe detection | 94531-1 | SARS-CoV-2 (COVID19) RNA panel - Respiratory specimen by NAA with probe detection |  |  |  | Diagnovital SARS-CoV-2 Real-Time PCR Kit_RTA Laboratories Biological Products Pharmaceutical and Machinery Industry | EUA | CFX96 Real-Time PCR System_BioRad | MNI | SARS coronavirus 2 RNA | PrThr | Pt | Respiratory | Ord | Probe.amp.tar | 20200617 | 2.68
20220727 | Added instrument row for ABI 7500 Real-Time PCR_Thermo Fisher, CFX96 DX Real-Time PCR System_BioRad | SD Biosensor Inc. | STANDARD M nCoV Real-Time Detection Kit* | SARS-CoV-2 Result Interpretation | anterior nasal swabs (697989009^Anterior nares swab^SCT) mid-turbinate nasal swabs(871810001^Mid-turbinate nasal swab^SCT) nasopharyngeal swabs (258500001^Nasopharyngeal swab^SCT) oropharyngeal swabs (258529004^Throat swab^SCT) sputum (119334006^Sputum specimen^SCT) | POSITIVE (260373001^Detected^SCT) PRESUMPTIVE POSITIVE (720735008^Presumptive positive^SCT) NEGATIVE (260415000^Not detected^SCT) INVALID (455371000124106^Invalid result^SCT or 125154007^Specimen unsatisfactory for evaluation^SCT) | 94500-6 | SARS coronavirus 2 RNA [Presence] in Respiratory specimen by NAA with probe detection | 94531-1 | SARS coronavirus 2 RNA panel - Respiratory specimen by NAA with probe detection |  |  |  | STANDARD M nCoV Real-Time Detection Kit_SD Biosensor, Inc. | EUA | LightCycler 480 Instrument_Roche | MNI | SARS coronavirus 2 RNA | PrThr | Pt | Respiratory | Ord | Probe.amp.tar | 20200512 | 2.68
20220727 | Added instrument row for ABI 7500 Real-Time PCR_Thermo Fisher | SEASUN Biomaterials | AQ-TOP COVID-19 Rapid Detection Kit* | SARS-CoV-2 | Nasal swab (445297001^Swab of internal nose^SCT) Mid-turbinate nasal swabs(871810001^Mid-turbinate nasal swab^SCT) nasopharyngeal swab (258500001^Nasopharyngeal swab^SCT) oropharyngeal swabs (258529004^Throat swab^SCT) nasopharyngeal wash (258467004^Nasopharyngeal washings^SCT) nasopharyngeal aspirate (258411007^Nasopharyngeal aspirate^SCT) nasal aspirate (429931000124105^Nasal aspirate specimen^SCT) BAL (258607008^Bronchoalveolar lavage fluid sample^SCT) sputum (119334006^Sputum specimen^SCT) | Positive (260373001^Detected^SCT) Negative (260415000^Not detected^SCT) Invalid (455371000124106^Invalid result^SCT) | 94559-2 | SARS coronavirus 2 ORF1ab region [Presence] in Respiratory specimen by NAA with probe detection | 94559-2 | SARS coronavirus 2 ORF1ab region [Presence] in Respiratory specimen by NAA with probe detection |  |  |  | AQ-TOP COVID-19 Rapid Detection Kit_Seasun Biomaterials, Inc. | EUA | CFX96 Real-Time PCR System_BioRad | MNI | SARS coronavirus 2 ORF1ab region | PrThr | Pt | Respiratory | Ord | Probe.amp.tar | 20200526 | 2.68
20220727 | Added instrument row for ABI 7500 Real-Time PCR_Thermo Fisher | SEASUN Biomaterials | U-TOP COVID-19 Detection Kit* | SARS-CoV-2 Result Interpretation | anterior nasal swabs (697989009^Anterior nares swab^SCT) mid-turbinate nasal swabs(871810001^Mid-turbinate nasal swab^SCT) nasopharyngeal swabs (258500001^Nasopharyngeal swab^SCT) oropharyngeal swabs (258529004^Throat swab^SCT) sputum (119334006^Sputum specimen^SCT) nasopharyngeal wash (258467004^Nasopharyngeal washings^SCT) nasopharyngeal aspirate (258411007^Nasopharyngeal aspirate^SCT) nasal aspirate (429931000124105^Nasal aspirate specimen^SCT) | Positive (260373001^Detected^SCT) Negative (260415000^Not detected^SCT) Invalid (455371000124106^Invalid result^SCT or 125154007^Specimen unsatisfactory for evaluation^SCT) | 94500-6 | SARS coronavirus 2 RNA [Presence] in Respiratory specimen by NAA with probe detection | 94531-1 | SARS coronavirus 2 RNA panel - Respiratory specimen by NAA with probe detection |  |  |  | U-TOP COVID-19 Detection Kit_SEASUN BIOMATERIALS | EUA | CFX96 Real-Time PCR System_BioRad | MNI | SARS coronavirus 2 RNA | PrThr | Pt | Respiratory | Ord | Probe.amp.tar | 20200512 | 2.68
20220727 | Added instrument row for ADVIA Centaur XPT system_Siemens | Siemens | ADVIA Centaur SARS-CoV-2 Total (COV2T)* | SARS-CoV-2 total antibody | Serum (119364003^Serum specimen^SCT) Plasma (119361006^Plasma specimen^SCT) | Specimen is non-reactive for anti-SARS-CoV-2 (260385009^Negative^SCT) Specimen is reactive for anti-SARS-CoV-2 (10828004^Positive^SCT) | 94762-2 | SARS coronavirus 2 Ab [Presence] in Serum or Plasma by Immunoassay | 94762-2 | SARS coronavirus 2 Ab [Presence] in Serum or Plasma by Immunoassay |  |  |  | ADVIA Centaur SARS-CoV-2 Total (COV2T)_Siemens Healthcare Diagnostics Inc. | EUA | ADVIA Centaur XP system_Siemens | MNI | SARS coronavirus 2 Ab | PrThr | Pt | Ser/Plas | Ord | IA | 20200602 | 2.68
20220727 | Added instrument row for Dimension EXL 200_Siemens | Siemens | Dimension EXL SARS-CoV-2 Total antibody assay (CV2T)* | SARS-CoV-2 Total Antibody | serum (119364003^Serum specimen^SCT) plasma (119361006^Plasma specimen^SCT) | positive (10828004^Positive^SCT) negative (260385009^Negative^SCT) | 94762-2 | SARS-CoV-2 (COVID19) Ab [Presence] in Serum or Plasma by Immunoassay | 94762-2 | SARS-CoV-2 (COVID19) Ab [Presence] in Serum or Plasma by Immunoassay |  |  |  | Dimension EXL SARS-CoV-2 Total antibody assay (CV2T)_Siemens Healthcare Diagnostics Inc. | EUA | Dimension EXL with LOCI Module_Siemens | MNI | SARS coronavirus 2 Ab | PrThr | Pt | Ser/Plas | Ord | IA | 20210929 | 2.68
20220727 | Added instrument rows for ABI 7500 FAST Real-Time PCR_Thermo Fisher, ABI 7500 Real-Time PCR_Thermo Fisher | SolGent | DiaPlexQ Novel Coronavirus (2019-nCoV) Detection Kit* | SARS-CoV-2 RNA | Nasal swab (445297001^Swab of internal nose^SCT) Mid-turbinate nasal swabs(871810001^Mid-turbinate nasal swab^SCT) nasopharyngeal swab (258500001^Nasopharyngeal swab^SCT) oropharyngeal swabs (258529004^Throat swab^SCT) nasal and pharyngeal swab combination (433801000124107^Nasopharyngeal and oropharyngeal swab^SCT) nasopharyngeal wash (258467004^Nasopharyngeal washings^SCT) nasopharyngeal aspirate (258411007^Nasopharyngeal aspirate^SCT) nasal aspirate (429931000124105^Nasal aspirate specimen^SCT) BAL (258607008^Bronchoalveolar lavage fluid sample^SCT) sputum (119334006^Sputum specimen^SCT) | Positive(260373001^Detected^SCT) Negative (260415000^Not detected^SCT) Inconclusive (419984006^Inconclusive^SCT) Invalid (455371000124106^Invalid result^SCT) | 94500-6 | SARS coronavirus 2 RNA [Presence] in Respiratory specimen by NAA with probe detection | 94531-1 | SARS-CoV-2 (COVID-19) RNA panel - Respiratory specimen by NAA with probe detection |  |  |  | DiaPlexQ Novel Coronavirus (2019-nCoV) Detection Kit_SolGent Co., Ltd | EUA | CFX96 Real-Time PCR System_BioRad | MNI | SARS coronavirus 2 RNA | PrThr | Pt | Respiratory | Ord | Probe.amp.tar | 20210107 | 2.68
20220727 | Added instrument rows for ABI 7500 FAST Real-Time PCR_Thermo Fisher, Rotor-Gene Q_QIAGEN GmbH | Trax Management Services Inc. | PhoenixDx 2019-CoV* | SARS-CoV-2 Result Interpretation | Nasal swab (445297001^Swab of internal nose^SCT) nasopharyngeal swab (258500001^Nasopharyngeal swab^SCT) oropharyngeal swab (258529004^Throat swab^SCT) nasopharyngeal/oropharyngeal swab:(433801000124107^Nasopharyngeal and oropharyngeal swab^SCT) bronchoalveolar lavage(258607008^Bronchoalveolar lavage fluid sample^SCT) | POSITIVE (260373001^Detected^SCT) PRESUMPTIVE POSITIVE (720735008^Presumptive positive^SCT) NEGATIVE (260415000^Not detected^SCT) INVALID (455371000124106^Invalid result^SCT or 125154007^Specimen unsatisfactory for evaluation^SCT) | 94500-6 | SARS coronavirus 2 RNA [Presence] in Respiratory specimen by NAA with probe detection | 94531-1 | SARS coronavirus 2 RNA panel - Respiratory specimen by NAA with probe detection |  |  |  | PhoenixDx 2019-CoV_Trax Management Services Inc. | EUA | CFX96 Real-Time PCR System_BioRad | MNI | SARS coronavirus 2 RNA | PrThr | Pt | Respiratory | Ord | Probe.amp.tar | 20200512 | 2.68
20220727 | Added instrument rows for CFX96 DX Real-Time PCR System_BioRad, CFX96 Real-Time PCR System_BioRad, CFX96 Touch Deep Well Real-Time PCR_BioRad, CFX96 Touch Real-Time PCR System_BioRad, ABI QuantStudio 3 Real-Time PCR_Thermo Fisher, ABI QuantStudio 5 Dx_Thermo Fisher, ABI QuantStudio 7 Flex_Thermo Fisher, ABI QuantStudio 7 Pro_Thermo Fisher, CFX96 DX Real-Time PCR System ORM_BioRad | Trax Management Services Inc. | PhoenixDx SARS-CoV-2 Multiplex* | SARS-CoV-2 Result Interpretation | nasal swabs (445297001^Swab of internal nose^SCT) mid-turbinate swabs (871810001^Mid-turbinate nasal swab^SCT) nasopharyngeal swabs (258500001^Nasopharyngeal swab^SCT) oropharyngeal swabs (258529004^Throat swab^SCT) bronchioalveolar lavage (BAL) specimens (258607008^Bronchoalveolar lavage fluid sample^SCT) tracheal aspirates (445447003^Specimen from trachea obtained by aspiration^SCT) sputum (119334006^Sputum specimen^SCT) | positive for SARS-CoV-2 (260373001^Detected^SCT) negative for SARS-CoV-2 (260415000^Not Detected^SCT) Sample result is invalid (455371000124106^Invalid result^SCT or 125154007^Specimen unsatisfactory for evaluation^SCT) | 94500-6 | SARS-CoV-2 (COVID-19) RNA [Presence] in Respiratory specimen by NAA with probe detection | 94500-6 | SARS-CoV-2 (COVID-19) RNA [Presence] in Respiratory specimen by NAA with probe detection |  |  |  | PhoenixDx SARS-CoV-2 Multiplex_Trax Management Services Inc. | EUA | Thermo Fisher QS1_Thermo Fisher | MNI | SARS coronavirus 2 RNA | PrThr | Pt | Respiratory | Ord | Probe.amp.tar | 20200728 | 2.68
20220727 | Added instrument row for ABI Veriti Thermal Cycler_Thermo Fisher | University of California, Los Angeles (UCLA) | LDT: UCLA SwabSeq COVID-19 Diagnostic Platform* | SARS-CoV-2 Result Interpretation | nasopharyngeal swabs (258500001^Nasopharyngeal swab^SCT) oropharyngeal (throat) swab (258529004^Throat swab^SCT) midturbinate nasal swabs (871810001^Mid-turbinate nasal swab^SCT) anterior nasal swabs (697989009^Anterior nares swab^SCT) | Positive for SARS-CoV-2 for the Sample ID (260373001^Detected^SCT) Negative for SARS-CoV-2 for the Sample ID (260415000^Not Detected^SCT) Invalid for the Sample ID (455371000124106^Invalid result^SCT or 125154007^Specimen unsatisfactory for evaluation^SCT) | 95424-8 | SARS-CoV-2 (COVID-19) RNA [Presence] in Respiratory specimen by Sequencing | 95424-8 | SARS-CoV-2 (COVID-19) RNA [Presence] in Respiratory specimen by Sequencing |  |  |  | UCLA SwabSeq COVID-19 Diagnostic Platform_University of California, Los Angeles (UCLA) | EUA | MiSeq System_Illumina | MNI | SARS coronavirus 2 RNA | PrThr | Pt | Respiratory | Ord | Sequencing | 20201028 | 2.69-pre
20220727 | Added instrument rows for ABI 7500 FAST Real-Time PCR_Thermo Fisher, ABI QuantStudio Dx_Thermo Fisher | University of Texas MD Anderson Cancer Center, Molecular Diagnostics Laboratory | MD Anderson High-throughput SARS-CoV-2 RT-PCR Assay* | SARS-CoV-2 RNA | nasopharyngeal swabs (258500001^Nasopharyngeal swab^SCT) oropharyngeal swabs (258529004^Throat swab^SCT) nasal swabs (445297001^Swab of internal nose^SCT) mid-turbinate swabs (871810001^Mid-turbinate nasal swab^SCT) | SARS-CoV-2 Detected (260373001^Detected^SCT) Inconclusive (419984006^Inconclusive^SCT) SARS-CoV-2 Not Detected (260415000^Not Detected^SCT) Invalid (455371000124106^Invalid result^SCT or 125154007^Specimen unsatisfactory for evaluation^SCT) | 94533-7 | SARS-CoV-2 (COVID-19) N gene [Presence] in Respiratory specimen by NAA with probe detection | 94531-1 | SARS-CoV-2 (COVID-19) RNA panel - Respiratory specimen by NAA with probe detection | Testing is limited to the Molecular Diagnostic Laboratory (MDL) at the University of Texas MD Anderson Cancer Center |  |  | MD Anderson High-throughput SARS-CoV-2 RT-PCR Assay_University of Texas MD Anderson Cancer Center, Molecular Diagnostics Laboratory | EUA | ABI QuantStudio 7 Flex_Thermo Fisher | MNI | SARS coronavirus 2 N gene | PrThr | Pt | Respiratory | Ord | Probe.amp.tar | 20200707 | 2.68
20220727 | Added instrument row for Aria Mx_Agilent Technologies | UTMG Pathology Laboratory | LDT: UTHSC/UCH SARS-CoV-2-RT-PCR Assay* | SARS-CoV-2 Result Interpretation | Nasal swab (445297001^Swab of internal nose^SCT) | Positive 2019 nCoV (260373001^Detected^SCT) Not Detected (260415000^Not detected^SCT) Inconclusive (419984006^Inconclusive^SCT) Invalid Result (455371000124106^Invalid result^SCT or 125154007^Specimen unsatisfactory for evaluation^SCT) | 95409-9 | SARS coronavirus 2 (COVID19) N gene [Presence] in Nose by NAA with probe detection | 95409-9 | SARS-CoV-2 (COVID19) N gene [Presence] in Nose by NAA with probe detection |  |  |  | UTHSC/UCH SARS-CoV-2-RT-PCR Assay_UTMG Pathology Laboratory | EUA | ABI 7900HT Fast Real-Time PCR_Thermo Fisher | MNI | SARS coronavirus 2 N gene | PrThr | Pt | Nose | Ord | Probe.amp.tar | 20200617 | 2.68
20220727 | This test kit is distributed in the US by Roche. The test kit name has been changed from 'COVID-19 At-Home Test' to 'Pilot COVID-19 At-Home Test' | SD Biosensor, Inc. | COVID-19 At-Home Test* | SARS-CoV-2 nucleocapsid protein antigen | anterior nasal (nares) swab (697989009^Anterior nares swab^SCT) | Negative result (260415000^Not Detected^SCT) Positive result (260373001^Detected^SCT) Invalid result (455371000124106^Invalid result^SCT or 125154007^Specimen unsatisfactory for evaluation^SCT) | 97097-0 | SARS-CoV-2 (COVID-19) Ag [Presence] in Upper respiratory specimen by Rapid immunoassay | 97097-0 | SARS-CoV-2 (COVID-19) Ag [Presence] in Upper respiratory specimen by Rapid immunoassay |  |  |  | COVID-19 At-Home Test_SD Biosensor, Inc. | EUA |  |  | SARS coronavirus 2 Ag | PrThr | Pt | Respiratory.upper | Ord | IA.rapid | 20220330 | 2.70
20220713 | Updated model name and test kit name ID. | Roche Molecular Systems, Inc. | cobas SARS-CoV-2 Duo* | SARS-CoV-2 RNA Result | anterior nasal swabs (697989009^Anterior nares swab^SCT) mid-turbinate nasal swabs(871810001^Mid-turbinate nasal swab^SCT) nasopharyngeal swabs (258500001^Nasopharyngeal swab^SCT) | IU/mL >1,000,000,000 IU/mL <100 IU/mL | 97104-4 | SARS-CoV-2 (COVID-19) ORF1ab region [Units/volume] (viral load) in Upper respiratory specimen by NAA with probe detection | 97104-4 | SARS-CoV-2 (COVID-19) ORF1ab region [Units/volume] (viral load) in Upper respiratory specimen by NAA with probe detection |  |  |  | cobas SARS-CoV-2 Duo_Roche Molecular Systems, Inc | EUA | cobas 6800 System_Roche | MNI | SARS coronavirus 2 ORF1ab region | ACnc | Pt | Respiratory.upper | Qn | Probe.amp.tar | 20220622 | 2.70
20220713 | Updated model name and test kit name ID. | Roche Molecular Systems, Inc. | cobas SARS-CoV-2 Duo* | SARS-CoV-2 RNA Result | anterior nasal swabs (697989009^Anterior nares swab^SCT) mid-turbinate nasal swabs(871810001^Mid-turbinate nasal swab^SCT) nasopharyngeal swabs (258500001^Nasopharyngeal swab^SCT) | Negative (260415000^Not Detected^SCT) Positive (260373001^Detected^SCT) Invalid (455371000124106^Invalid result^SCT or 125154007^Specimen unsatisfactory for evaluation^SCT) | 94559-2 | SARS-CoV-2 (COVID-19) ORF1ab region [Presence] in Respiratory specimen by NAA with probe detection | 97104-4 | SARS-CoV-2 (COVID-19) ORF1ab region [Units/volume] (viral load) in Upper respiratory specimen by NAA with probe detection |  |  |  | cobas SARS-CoV-2 Duo_Roche Molecular Systems, Inc | EUA | cobas 6800 System_Roche | MNI | SARS coronavirus 2 ORF1ab region | PrThr | Pt | Respiratory | Ord | Probe.amp.tar | 20220622 | 2.69
20220713 | Updated model name and test kit name ID. | Roche Molecular Systems, Inc. | cobas SARS-CoV-2 Duo* | SARS-CoV-2 RNA Result | anterior nasal swabs (697989009^Anterior nares swab^SCT) mid-turbinate nasal swabs(871810001^Mid-turbinate nasal swab^SCT) nasopharyngeal swabs (258500001^Nasopharyngeal swab^SCT) | IU/mL >1,000,000,000 IU/mL <100 IU/mL | 97104-4 | SARS-CoV-2 (COVID-19) ORF1ab region [Units/volume] (viral load) in Upper respiratory specimen by NAA with probe detection | 97104-4 | SARS-CoV-2 (COVID-19) ORF1ab region [Units/volume] (viral load) in Upper respiratory specimen by NAA with probe detection |  |  |  | cobas SARS-CoV-2 Duo_Roche Molecular Systems, Inc | EUA | cobas 8800 System_Roche | MNI | SARS coronavirus 2 ORF1ab region | ACnc | Pt | Respiratory.upper | Qn | Probe.amp.tar | 20220622 | 2.70
20220713 | Updated model name and test kit name ID. | Roche Molecular Systems, Inc. | cobas SARS-CoV-2 Duo* | SARS-CoV-2 RNA Result | anterior nasal swabs (697989009^Anterior nares swab^SCT) mid-turbinate nasal swabs(871810001^Mid-turbinate nasal swab^SCT) nasopharyngeal swabs (258500001^Nasopharyngeal swab^SCT) | Negative (260415000^Not Detected^SCT) Positive (260373001^Detected^SCT) Invalid (455371000124106^Invalid result^SCT or 125154007^Specimen unsatisfactory for evaluation^SCT) | 94559-2 | SARS-CoV-2 (COVID-19) ORF1ab region [Presence] in Respiratory specimen by NAA with probe detection | 97104-4 | SARS-CoV-2 (COVID-19) ORF1ab region [Units/volume] (viral load) in Upper respiratory specimen by NAA with probe detection |  |  |  | cobas SARS-CoV-2 Duo_Roche Molecular Systems, Inc | EUA | cobas 8800 System_Roche | MNI | SARS coronavirus 2 ORF1ab region | PrThr | Pt | Respiratory | Ord | Probe.amp.tar | 20220622 | 2.69
20220622 | Added Vendor Comment with the alternative brand name the test is distributed under. | Access Bio, Inc. | CareStart COVID-19 Antigen Home Test* | SARS-CoV-2 nucleocapsid protein antigen | anterior nasal (nares) swab (697989009^Anterior nares swab^SCT) | COVID-19 Detected (Positive) (260373001^Detected^SCT) COVID-19 Not Detected (Negative) (260415000^Not Detected^SCT) Invalid (455371000124106^Invalid result^SCT or 125154007^Specimen unsatisfactory for evaluation^SCT) | 97097-0 | SARS-CoV-2 (COVID-19) Ag [Presence] in Upper respiratory specimen by Rapid immunoassay | 97097-0 | SARS-CoV-2 (COVID-19) Ag [Presence] in Upper respiratory specimen by Rapid immunoassay | This test is also distributed under the brand name: • On/Go COVID-19 Antigen Self-Test |  | This test is also distributed under the brand name: | This test is also distributed under the brand name: | This test is also distributed under the brand name: | This test is also distributed under the brand name: | This test is also distributed under the brand name: | SARS coronavirus 2 Ag | PrThr | Pt | Respiratory.upper | Ord | IA.rapid | 20210811 | 2.70
20220622 | Added Vendor Comment with the alternative brand name the test is distributed under. | Access Bio, Inc. | CareStart COVID-19 IgM/IgG | IgM Result Interpretation | serum (119364003^Serum specimen^SCT) plasma (119361006^Plasma specimen^SCT) venous whole blood (122555007^Venous blood specimen^SCT) | IgM Positive (10828004^Positive^SCT) Negative (260385009^Negative^SCT) Invalid (455371000124106^Invalid result^SCT or 125154007^Specimen unsatisfactory for evaluation^SCT) | 94508-9 | SARS-CoV-2 (COVID-19) IgM Ab [Presence] in Serum, Plasma or Blood by Rapid immunoassay | 94503-0 | SARS-CoV-2 (COVID-19) Ab panel - Serum, Plasma or Blood by Rapid immunoassay | This test is also distributed under the brand names: • Rapid Response Liberty COVID-19 IgG/IgM • KarmaCare SARS-CoV-2 IgM/IgG • KarmaCare COVID-19 IgM/IgG |  |  | CareStart COVID-19 IgM/IgG_Access Bio, Inc. | EUA |  |  | SARS coronavirus 2 Ab.IgM | PrThr | Pt | Ser/Plas/Bld | Ord | IA.rapid | 20201110 | 2.68
20220622 | Added Vendor Comment with the alternative brand name the test is distributed under. | Access Bio, Inc. | CareStart COVID-19 IgM/IgG | IgG Result Interpretation | serum (119364003^Serum specimen^SCT) plasma (119361006^Plasma specimen^SCT) venous whole blood (122555007^Venous blood specimen^SCT) | IgG Positive (10828004^Positive^SCT) Negative (260385009^Negative^SCT) Invalid (455371000124106^Invalid result^SCT or 125154007^Specimen unsatisfactory for evaluation^SCT) | 94507-1 | SARS-CoV-2 (COVID-19) IgG Ab [Presence] in Serum, Plasma or Blood by Rapid immunoassay | 94503-0 | SARS-CoV-2 (COVID-19) Ab panel - Serum, Plasma or Blood by Rapid immunoassay | This test is also distributed under the brand names: • Rapid Response Liberty COVID-19 IgG/IgM • KarmaCare SARS-CoV-2 IgM/IgG • KarmaCare COVID-19 IgM/IgG |  |  | CareStart COVID-19 IgM/IgG_Access Bio, Inc. | EUA |  |  | SARS coronavirus 2 Ab.IgG | PrThr | Pt | Ser/Plas/Bld | Ord | IA.rapid | 20201110 | 2.68
20220622 | Added Vendor Comment with the alternative brand name the test is distributed under. | Access Bio, Inc. | CareStart COVID-19 MDx RT-PCR* | SARS-CoV-2 Result Interpretation | nasopharyngeal swabs (258500001^Nasopharyngeal swab^SCT) oropharyngeal swabs (258529004^Throat swab^SCT) combined nasopharyngeal/oropharyngeal (NP/OP) swabs (433801000124107^Nasopharyngeal and oropharyngeal swab^SCT) nasal swabs (445297001^Swab of internal nose^SCT) nasopharyngeal wash/aspirate (258467004^Nasopharyngeal washings^SCT or 258411007^Nasopharyngeal aspirate^SCT) nasal aspirate (429931000124105^Nasal aspirate specimen^SCT) bronchoalveolar lavage (258607008^Bronchoalveolar lavage fluid sample^SCT) | COVID-19 Positive (260373001^Detected^SCT) COVID-19 Negative (260415000^Not Detected^SCT) NA (455371000124106^Invalid result^SCT or 125154007^Specimen unsatisfactory for evaluation^SCT) | 94500-6 | SARS-CoV-2 (COVID-19) RNA [Presence] in Respiratory specimen by NAA with probe detection | 94531-1 | SARS-CoV-2 (COVID19) RNA panel - Respiratory specimen by NAA with probe detection | This test is also distributed under the brand name: • KarmaCare COVID-19 MDx RT-PCR |  |  | CareStart COVID-19 MDx RT-PCR_Access Bio, Inc. | EUA | ABI 7500 FAST Real-Time PCR_Thermo Fisher | MNI | SARS coronavirus 2 RNA | PrThr | Pt | Respiratory | Ord | Probe.amp.tar | 20200826 | 2.68
20220622 | Added Vendor Comment with the alternative brand name the test is distributed under. | Access Bio, Inc. | CareStart COVID-19 MDx RT-PCR* | SARS-CoV-2 Result Interpretation | nasopharyngeal swabs (258500001^Nasopharyngeal swab^SCT) oropharyngeal swabs (258529004^Throat swab^SCT) combined nasopharyngeal/oropharyngeal (NP/OP) swabs (433801000124107^Nasopharyngeal and oropharyngeal swab^SCT) nasal swabs (445297001^Swab of internal nose^SCT) nasopharyngeal wash/aspirate (258467004^Nasopharyngeal washings^SCT or 258411007^Nasopharyngeal aspirate^SCT) nasal aspirate (429931000124105^Nasal aspirate specimen^SCT) bronchoalveolar lavage (258607008^Bronchoalveolar lavage fluid sample^SCT) | COVID-19 Positive (260373001^Detected^SCT) COVID-19 Negative (260415000^Not Detected^SCT) NA (455371000124106^Invalid result^SCT or 125154007^Specimen unsatisfactory for evaluation^SCT) | 94500-6 | SARS-CoV-2 (COVID-19) RNA [Presence] in Respiratory specimen by NAA with probe detection | 94531-1 | SARS-CoV-2 (COVID19) RNA panel - Respiratory specimen by NAA with probe detection | This test is also distributed under the brand name: • KarmaCare COVID-19 MDx RT-PCR |  |  | CareStart COVID-19 MDx RT-PCR_Access Bio, Inc. | EUA | ABI 7500 Real-Time PCR_Thermo Fisher | MNI | SARS coronavirus 2 RNA | PrThr | Pt | Respiratory | Ord | Probe.amp.tar | 20200826 | 2.68
20220622 | Added Vendor Comment with the alternative brand name the test is distributed under. | Access Bio, Inc. | CareStart COVID-19 MDx RT-PCR* | SARS-CoV-2 Result Interpretation | nasopharyngeal swabs (258500001^Nasopharyngeal swab^SCT) oropharyngeal swabs (258529004^Throat swab^SCT) combined nasopharyngeal/oropharyngeal (NP/OP) swabs (433801000124107^Nasopharyngeal and oropharyngeal swab^SCT) nasal swabs (445297001^Swab of internal nose^SCT) nasopharyngeal wash/aspirate (258467004^Nasopharyngeal washings^SCT or 258411007^Nasopharyngeal aspirate^SCT) nasal aspirate (429931000124105^Nasal aspirate specimen^SCT) bronchoalveolar lavage (258607008^Bronchoalveolar lavage fluid sample^SCT) | COVID-19 Positive (260373001^Detected^SCT) COVID-19 Negative (260415000^Not Detected^SCT) NA (455371000124106^Invalid result^SCT or 125154007^Specimen unsatisfactory for evaluation^SCT) | 94500-6 | SARS-CoV-2 (COVID-19) RNA [Presence] in Respiratory specimen by NAA with probe detection | 94531-1 | SARS-CoV-2 (COVID19) RNA panel - Respiratory specimen by NAA with probe detection | This test is also distributed under the brand name: • KarmaCare COVID-19 MDx RT-PCR |  |  | CareStart COVID-19 MDx RT-PCR_Access Bio, Inc. | EUA | CFX96 Touch Real-Time PCR System_BioRad | MNI | SARS coronavirus 2 RNA | PrThr | Pt | Respiratory | Ord | Probe.amp.tar | 20200826 | 2.68
20220622 | Added Vendor Comment with the alternative brand name the test is distributed under. | Assure Tech. (Hangzhou Co., Ltd) | Assure COVID-19 IgG/IgM Rapid Test Device* | SARS-CoV-2 IgG | venous whole blood (122555007^Venous blood specimen^SCT) fingerstick whole blood (122554006^Capillary blood specimen^SCT) serum (119364003^Serum specimen^SCT) plasma (119361006^Plasma specimen^SCT) | Positive (10828004^Positive^SCT) Negative (260385009^Negative^SCT) Invalid (455371000124106^Invalid result^SCT or 125154007^Specimen unsatisfactory for evaluation^SCT) | 94507-1 | SARS-CoV-2 (COVID-19) IgG Ab [Presence] in Serum, Plasma or Blood by Rapid immunoassay | 94503-0 | SARS-CoV-2 (COVID-19) Ab panel - Serum, Plasma or Blood by Rapid immunoassay | This test is also distributed under the brand name: • Ecotest COVID-19 IgG/IgM Rapid Test Device • Fastep COVID-19 IgG/IgM Rapid Test Device Expect to be reported together with the Rapid IA result for IgM. |  |  | Assure COVID-19 IgG/IgM Rapid Test Device_Assure Tech. (Hangzhou Co., Ltd) | EUA |  |  | SARS coronavirus 2 Ab.IgG | PrThr | Pt | Ser/Plas/Bld | Ord | IA.rapid | 20201021 | 2.68
20220622 | Added Vendor Comment with the alternative brand name the test is distributed under. | Assure Tech. (Hangzhou Co., Ltd) | Assure COVID-19 IgG/IgM Rapid Test Device* | SARS-CoV-2 IgM | venous whole blood (122555007^Venous blood specimen^SCT) fingerstick whole blood (122554006^Capillary blood specimen^SCT) serum (119364003^Serum specimen^SCT) plasma (119361006^Plasma specimen^SCT) | Positive (10828004^Positive^SCT) Negative (260385009^Negative^SCT) Invalid (455371000124106^Invalid result^SCT or 125154007^Specimen unsatisfactory for evaluation^SCT) | 94508-9 | SARS-CoV-2 (COVID-19) IgM Ab [Presence] in Serum, Plasma or Blood by Rapid immunoassay | 94503-0 | SARS-CoV-2 (COVID-19) Ab panel - Serum, Plasma or Blood by Rapid immunoassay | This test is also distributed under the brand name: • Ecotest COVID-19 IgG/IgM Rapid Test Device • Fastep COVID-19 IgG/IgM Rapid Test Device Expect to be reported together with the Rapid IA result for IgG. |  |  | Assure COVID-19 IgG/IgM Rapid Test Device_Assure Tech. (Hangzhou Co., Ltd) | EUA |  |  | SARS coronavirus 2 Ab.IgM | PrThr | Pt | Ser/Plas/Bld | Ord | IA.rapid | 20201021 | 2.68
20220622 | Added Vendor Comment with the alternative brand name the test is distributed under. | Bioeksen R&D Technologies Inc. | Bio-Speedy Direct RT-qPCR SARS-CoV-2* | SARS-CoV-2 Result Interpretation | nasopharyngeal swabs (258500001^Nasopharyngeal swab^SCT) oropharyngeal (throat) swabs (258529004^Throat swab^SCT) combined nasopharyngeal/oropharyngeal swabs (433801000124107^Nasopharyngeal and oropharyngeal swab^SCT) anterior nasal swabs (697989009^Anterior nares swab^SCT) mid-turbinate nasal swabs (871810001^Mid-turbinate nasal swab^SCT) nasal aspirates (429931000124105^Nasal aspirate specimen^SCT) nasopharyngeal aspirates (258411007^Nasopharyngeal aspirate^SCT) nasal washes (433871000124101^Nasal washings^SCT) bronchoalveolar lavage samples (258607008^Bronchoalveolar lavage fluid sample^SCT) | Results are VALID, SARS-CoV-2 RNA is Detected (260373001^Detected^SCT) Results are VALID, SARS-CoV-2 RNA is Not Detected (260415000^Not Detected^SCT) Results are INVALID (455371000124106^Invalid result^SCT or 125154007^Specimen unsatisfactory for evaluation^SCT) | 94559-2 | SARS-CoV-2 (COVID-19) ORF1ab region [Presence] in Respiratory specimen by NAA with probe detection | 94559-2 | SARS-CoV-2 (COVID-19) ORF1ab region [Presence] in Respiratory specimen by NAA with probe detection | This test is also distributed under the brand name: • BioeXsen SARS-CoV-2 RT PCR |  |  | Bio-Speedy Direct RT-qPCR SARS-CoV-2_Bioeksen R&D Technologies Inc. | EUA | LightCycler 96 Instrument_Roche | MNI | SARS coronavirus 2 ORF1ab region | PrThr | Pt | Respiratory | Ord | Probe.amp.tar | 20210811 | 2.68
20220622 | Added Vendor Comment with the alternative brand name the test is distributed under. | Bioeksen R&D Technologies Inc. | Bio-Speedy Direct RT-qPCR SARS-CoV-2* | SARS-CoV-2 Result Interpretation | nasopharyngeal swabs (258500001^Nasopharyngeal swab^SCT) oropharyngeal (throat) swabs (258529004^Throat swab^SCT) combined nasopharyngeal/oropharyngeal swabs (433801000124107^Nasopharyngeal and oropharyngeal swab^SCT) anterior nasal swabs (697989009^Anterior nares swab^SCT) mid-turbinate nasal swabs (871810001^Mid-turbinate nasal swab^SCT) nasal aspirates (429931000124105^Nasal aspirate specimen^SCT) nasopharyngeal aspirates (258411007^Nasopharyngeal aspirate^SCT) nasal washes (433871000124101^Nasal washings^SCT) bronchoalveolar lavage samples (258607008^Bronchoalveolar lavage fluid sample^SCT) | Results are VALID, SARS-CoV-2 RNA is Detected (260373001^Detected^SCT) Results are VALID, SARS-CoV-2 RNA is Not Detected (260415000^Not Detected^SCT) Results are INVALID (455371000124106^Invalid result^SCT or 125154007^Specimen unsatisfactory for evaluation^SCT) | 94559-2 | SARS-CoV-2 (COVID-19) ORF1ab region [Presence] in Respiratory specimen by NAA with probe detection | 94559-2 | SARS-CoV-2 (COVID-19) ORF1ab region [Presence] in Respiratory specimen by NAA with probe detection | This test is also distributed under the brand name: • BioeXsen SARS-CoV-2 RT PCR |  |  | Bio-Speedy Direct RT-qPCR SARS-CoV-2_Bioeksen R&D Technologies Inc. | EUA | CFX96 Touch Real-Time PCR System_BioRad | MNI | SARS coronavirus 2 ORF1ab region | PrThr | Pt | Respiratory | Ord | Probe.amp.tar | 20210811 | 2.68
20220622 | Added Vendor Comment with the alternative brand name the test is distributed under. | Bioeksen R&D Technologies Inc. | Bio-Speedy Direct RT-qPCR SARS-CoV-2* | SARS-CoV-2 Result Interpretation | nasopharyngeal swabs (258500001^Nasopharyngeal swab^SCT) oropharyngeal (throat) swabs (258529004^Throat swab^SCT) combined nasopharyngeal/oropharyngeal swabs (433801000124107^Nasopharyngeal and oropharyngeal swab^SCT) anterior nasal swabs (697989009^Anterior nares swab^SCT) mid-turbinate nasal swabs (871810001^Mid-turbinate nasal swab^SCT) nasal aspirates (429931000124105^Nasal aspirate specimen^SCT) nasopharyngeal aspirates (258411007^Nasopharyngeal aspirate^SCT) nasal washes (433871000124101^Nasal washings^SCT) bronchoalveolar lavage samples (258607008^Bronchoalveolar lavage fluid sample^SCT) | Results are VALID, SARS-CoV-2 RNA is Detected (260373001^Detected^SCT) Results are VALID, SARS-CoV-2 RNA is Not Detected (260415000^Not Detected^SCT) Results are INVALID (455371000124106^Invalid result^SCT or 125154007^Specimen unsatisfactory for evaluation^SCT) | 94559-2 | SARS-CoV-2 (COVID-19) ORF1ab region [Presence] in Respiratory specimen by NAA with probe detection | 94559-2 | SARS-CoV-2 (COVID-19) ORF1ab region [Presence] in Respiratory specimen by NAA with probe detection | This test is also distributed under the brand name: • BioeXsen SARS-CoV-2 RT PCR |  |  | Bio-Speedy Direct RT-qPCR SARS-CoV-2_Bioeksen R&D Technologies Inc. | EUA | Rotor-Gene Q_QIAGEN GmbH | MNI | SARS coronavirus 2 ORF1ab region | PrThr | Pt | Respiratory | Ord | Probe.amp.tar | 20210811 | 2.68
20220622 | Added Vendor Comment with the alternative brand name the test is distributed under. | Biohit Healthcare | SARS-CoV-2 IgM/IgG Antibody Test Kit* | SARS-CoV-2 IgG antibody | serum (119364003^Serum specimen^SCT) plasma (119361006^Plasma specimen^SCT) venous whole blood (122555007^Venous blood specimen^SCT) | Negative (260385009^Negative^SCT) Positive (10828004^Positive^SCT) Invalid result (455371000124106^Invalid result^SCT) | 94507-1 | SARS-CoV-2 (COVID19) IgG Ab [Presence] in Serum, Plasma or Blood by Rapid immunoassay | 94503-0 | SARS-CoV-2 (COVID19) IgG and IgM panel - Serum, Plasma or Blood by Rapid immunoassay | This test is also distributed under the brand name: • ThermoGenesis SARS-CoV-2 IgM/IgG Antibody Test Kit Expect to be reported together with the Rapid IA result for IgM. |  |  | Biohit SARS-CoV-2 IgM/IgG Antibody Test Kit_Biohit Healthcare (Hefei) Co. Ltd. | EUA |  |  | SARS coronavirus 2 Ab.IgG | PrThr | Pt | Ser/Plas/Bld | Ord | IA.rapid | 20200623 | 2.68
20220622 | Added Vendor Comment with the alternative brand name the test is distributed under. | Biohit Healthcare | SARS-CoV-2 IgM/IgG Antibody Test Kit* | SARS-CoV-2 IgM antibody | serum (119364003^Serum specimen^SCT) plasma (119361006^Plasma specimen^SCT) venous whole blood (122555007^Venous blood specimen^SCT) | Negative (260385009^Negative^SCT) Positive (10828004^Positive^SCT) Invalid result (455371000124106^Invalid result^SCT) | 94508-9 | SARS-CoV-2 (COVID19) IgM Ab [Presence] in Serum, Plasma or Blood by Rapid immunoassay | 94503-0 | SARS-CoV-2 (COVID19) IgG and IgM panel - Serum, Plasma or Blood by Rapid immunoassay | This test is also distributed under the brand name: • ThermoGenesis SARS-CoV-2 IgM/IgG Antibody Test Kit Expect to be reported together with the Rapid IA result for IgG. |  |  | Biohit SARS-CoV-2 IgM/IgG Antibody Test Kit_Biohit Healthcare (Hefei) Co. Ltd. | EUA |  |  | SARS coronavirus 2 Ab.IgM | PrThr | Pt | Ser/Plas/Bld | Ord | IA.rapid | 20200623 | 2.68
20220622 | Added Vendor Comment with the alternative brand name the test is distributed under. | Hangzhou Biotest Biotech | RightSign COVID-19 IgG/IgM Rapid Test Cassette* | SARS-COV-2 IgG antibodies | Serum (119364003^Serum specimen^SCT) Plasma (119361006^Plasma specimen^SCT) Whole Blood (258580003^Whole blood sample^SCT) | Positive (10828004^Positive^SCT) Negative (260385009^Negative^SCT) Invalid (455371000124106^Invalid result^SCT) | 94507-1 | SARS-CoV-2 (COVID19) IgG Ab [Presence] in Serum, Plasma or Blood by Rapid immunoassay | 94503-0 | SARS-CoV-2 (COVID-19) Ab panel - Serum, Plasma or Blood by Rapid immunoassay | This test is also distributed under the brand names: • Premier Biotech COVID-19 IgG/IgM Rapid Test Cassette • CoronaCHEK COVID-19 IgG/IgM Rapid Test Cassette Expect to be reported together with the Rapid IA result for IgM. |  |  | RightSign COVID-19 IgG/IgM Rapid Test Cassette_Hangzhou Biotest Biotech Co., Ltd. | EUA |  |  | SARS coronavirus 2 Ab.IgG | PrThr | Pt | Ser/Plas/Bld | Ord | IA.rapid | 20200617 | 2.68
20220622 | Added Vendor Comment with the alternative brand name the test is distributed under. | Hangzhou Biotest Biotech | RightSign COVID-19 IgG/IgM Rapid Test Cassette* | SARS-COV-2 IgM antibodies | Serum (119364003^Serum specimen^SCT) Plasma (119361006^Plasma specimen^SCT) Whole Blood (258580003^Whole blood sample^SCT) | Positive (10828004^Positive^SCT) Negative (260385009^Negative^SCT) Invalid (455371000124106^Invalid result^SCT) | 94508-9 | SARS-CoV-2 (COVID19) IgM Ab [Presence] in Serum, Plasma or Blood by Rapid immunoassay | 94503-0 | SARS-CoV-2 (COVID-19) Ab panel - Serum, Plasma or Blood by Rapid immunoassay | This test is also distributed under the brand names: • Premier Biotech COVID-19 IgG/IgM Rapid Test Cassette • CoronaCHEK COVID-19 IgG/IgM Rapid Test Cassette Expect to be reported together with the Rapid IA result for IgG. |  |  | RightSign COVID-19 IgG/IgM Rapid Test Cassette_Hangzhou Biotest Biotech Co., Ltd. | EUA |  |  | SARS coronavirus 2 Ab.IgM | PrThr | Pt | Ser/Plas/Bld | Ord | IA.rapid | 20200617 | 2.68
20220622 | Added Vendor Comment with the alternative brand name the test is distributed under. | iHealth Labs, Inc. | iHealth COVID-19 Antigen Rapid Test* | SARS-CoV-2 nucleocapsid protein antigen | anterior nasal (nares) swab (697989009^Anterior nares swab^SCT) | Positive Result (260373001^Detected^SCT) Negative Result (260415000^Not Detected^SCT) Invalid Result (455371000124106^Invalid result^SCT or 125154007^Specimen unsatisfactory for evaluation^SCT) | 97097-0 | SARS-CoV-2 (COVID-19) Ag [Presence] in Upper respiratory specimen by Rapid immunoassay | 97097-0 | SARS-CoV-2 (COVID-19) Ag [Presence] in Upper respiratory specimen by Rapid immunoassay | This test is also distributed under the brand name: • GoToKnow COVID-19 Antigen Rapid Test |  |  | iHealth COVID-19 Antigen Rapid Test_iHealth Labs, Inc. | EUA |  |  | SARS coronavirus 2 Ag | PrThr | Pt | Respiratory.upper | Ord | IA.rapid | 20220216 | 2.70
20220622 | Added Vendor Comment with the alternative brand name the test is distributed under. | Infinity BiologiX LLC | LDT: Infinity BiologiX TaqPath SARS-CoV-2 Assay* | SARS-CoV-2 Result Interpretation | oropharyngeal (throat) swab (258529004^Throat swab^SCT) nasopharyngeal swab (258500001^Nasopharyngeal swab^SCT) anterior nasal swab (697989009^Anterior nares swab^SCT) mid-turbinate nasal swab (871810001^Mid-turbinate nasal swab^SCT) bronchoalveolar lavage (BAL) fluid (258607008^Bronchoalveolar lavage fluid sample^SCT) | Negative (260415000^Not Detected^SCT) Positive (260373001^Detected^SCT) inconclusive (419984006^Inconclusive^SCT) | 94500-6 | SARS-CoV-2 (COVID-19) RNA [Presence] in Respiratory specimen by NAA with probe detection | 94531-1 | SARS-CoV-2 (COVID-19) RNA panel - Respiratory specimen by NAA with probe detection | This test is also distributed under the brand name: • SDTL Saliva Test Kit |  |  | Infinity BiologiX TaqPath SARS-CoV-2 Assay_Infinity BiologiX LLC | EUA | 10190302015592 | DII | SARS coronavirus 2 RNA | PrThr | Pt | Respiratory | Ord | Probe.amp.tar | 20201021 | 2.68
20220622 | Added Vendor Comment with the alternative brand name the test is distributed under. | Infinity BiologiX LLC | LDT: Infinity BiologiX TaqPath SARS-CoV-2 Assay* | SARS-CoV-2 Result Interpretation | oropharyngeal (throat) swab (258529004^Throat swab^SCT) nasopharyngeal swab (258500001^Nasopharyngeal swab^SCT) anterior nasal swab (697989009^Anterior nares swab^SCT) mid-turbinate nasal swab (871810001^Mid-turbinate nasal swab^SCT) bronchoalveolar lavage (BAL) fluid (258607008^Bronchoalveolar lavage fluid sample^SCT) | Negative (260415000^Not Detected^SCT) Positive (260373001^Detected^SCT) inconclusive (419984006^Inconclusive^SCT) | 94500-6 | SARS-CoV-2 (COVID-19) RNA [Presence] in Respiratory specimen by NAA with probe detection | 94531-1 | SARS-CoV-2 (COVID-19) RNA panel - Respiratory specimen by NAA with probe detection | This test is also distributed under the brand name: • SDTL Saliva Test Kit |  |  | Infinity BiologiX TaqPath SARS-CoV-2 Assay_Infinity BiologiX LLC | EUA | ABI ViiA 7 PCR System_Thermo Fisher | MNI | SARS coronavirus 2 RNA | PrThr | Pt | Respiratory | Ord | Probe.amp.tar | 20201021 | 2.68
20220622 | Added Vendor Comment with the alternative brand name the test is distributed under. | Infinity BiologiX LLC | LDT: Infinity BiologiX TaqPath SARS-CoV-2 Assay* | SARS-CoV-2 Result Interpretation | saliva (258560004^Oral saliva sample^SCT) | Negative (260415000^Not Detected^SCT) Positive (260373001^Detected^SCT) inconclusive (419984006^Inconclusive^SCT) | 94845-5 | SARS-CoV-2 (COVID-19) RNA [Presence] in Saliva (oral fluid) by NAA with probe detection | 95826-4 | SARS-CoV-2 (COVID-19) RNA panel - Saliva (oral fluid) by NAA with probe detection | This test is also distributed under the brand name: • SDTL Saliva Test Kit |  |  | Infinity BiologiX TaqPath SARS-CoV-2 Assay_Infinity BiologiX LLC | EUA | 10190302015592 | DII | SARS coronavirus 2 RNA | PrThr | Pt | Saliva | Ord | Probe.amp.tar | 20201021 | 2.68
20220622 | Added Vendor Comment with the alternative brand name the test is distributed under. | Infinity BiologiX LLC | LDT: Infinity BiologiX TaqPath SARS-CoV-2 Assay* | SARS-CoV-2 Result Interpretation | saliva (258560004^Oral saliva sample^SCT) | Negative (260415000^Not Detected^SCT) Positive (260373001^Detected^SCT) inconclusive (419984006^Inconclusive^SCT) | 94845-5 | SARS-CoV-2 (COVID-19) RNA [Presence] in Saliva (oral fluid) by NAA with probe detection | 95826-4 | SARS-CoV-2 (COVID-19) RNA panel - Saliva (oral fluid) by NAA with probe detection | This test is also distributed under the brand name: • SDTL Saliva Test Kit |  |  | Infinity BiologiX TaqPath SARS-CoV-2 Assay_Infinity BiologiX LLC | EUA | ABI ViiA 7 PCR System_Thermo Fisher | MNI | SARS coronavirus 2 RNA | PrThr | Pt | Saliva | Ord | Probe.amp.tar | 20201021 | 2.68
20220622 | Added Vendor Comment with the alternative brand name the test is distributed under. | Jiangsu Well Biotech Co., Ltd. | Orawell IgM/IgG Rapid Test* | anti-SARS-CoV-2 IgG | serum (119364003^Serum specimen^SCT) plasma (119361006^Plasma specimen^SCT) | Positive result (10828004^Positive^SCT) Negative result (260385009^Negative^SCT) Invalid result (455371000124106^Invalid result^SCT or 125154007^Specimen unsatisfactory for evaluation^SCT) | 94507-1 | SARS-CoV-2 (COVID-19) IgG Ab [Presence] in Serum, Plasma or Blood by Rapid immunoassay | 94503-0 | SARS-CoV-2 (COVID-19) Ab panel - Serum, Plasma or Blood by Rapid immunoassay | This test is also distributed under the brand name: • INDICAID COVID-19 IgM/IgG Rapid Test Expect to be reported together with the Rapid IA result for IgM. |  |  | Orawell IgM/IgG Rapid Test_Jiangsu Well Biotech Co., Ltd. | EUA |  |  | SARS coronavirus 2 Ab.IgG | PrThr | Pt | Ser/Plas/Bld | Ord | IA.rapid | 20201021 | 2.68
20220622 | Added Vendor Comment with the alternative brand name the test is distributed under. | Jiangsu Well Biotech Co., Ltd. | Orawell IgM/IgG Rapid Test* | anti-SARS-CoV-2 IgM | serum (119364003^Serum specimen^SCT) plasma (119361006^Plasma specimen^SCT) | Positive result (10828004^Positive^SCT) Negative result (260385009^Negative^SCT) Invalid result (455371000124106^Invalid result^SCT or 125154007^Specimen unsatisfactory for evaluation^SCT) | 94508-9 | SARS-CoV-2 (COVID-19) IgM Ab [Presence] in Serum, Plasma or Blood by Rapid immunoassay | 94503-0 | SARS-CoV-2 (COVID-19) Ab panel - Serum, Plasma or Blood by Rapid immunoassay | This test is also distributed under the brand name: • INDICAID COVID-19 IgM/IgG Rapid Test Expect to be reported together with the Rapid IA result for IgG. |  |  | Orawell IgM/IgG Rapid Test_Jiangsu Well Biotech Co., Ltd. | EUA |  |  | SARS coronavirus 2 Ab.IgM | PrThr | Pt | Ser/Plas/Bld | Ord | IA.rapid | 20201021 | 2.68
20220622 | Added Vendor Comment with the alternative brand name the test is distributed under. | Phosphorus Diagnostics LLC | Phosphorus COVID-19 RT-qPCR Test | SARS-CoV-2 RNA Result Interpretation | oropharyngeal (throat) swabs (258529004^Throat swab^SCT) nasopharyngeal swabs (258500001^Nasopharyngeal swab^SCT) anterior nasal swabs (697989009^Anterior nares swab^SCT) mid-turbinate nasal swabs (871810001^Mid-turbinate nasal swab^SCT) nasopharyngeal washes/aspirates (258467004^Nasopharyngeal washings^SCT or 258411007^Nasopharyngeal aspirate^SCT) nasal aspirates (429931000124105^Nasal aspirate specimen^SCT) bronchoalveolar lavage (BAL) specimens (258607008^Bronchoalveolar lavage fluid sample^SCT) | Positive (260373001^Detected^SCT) Negative (260415000^Not detected^SCT) Inconclusive (419984006^Inconclusive^SCT) Invalid (455371000124106^Invalid result^SCT) | 94533-7 | SARS-CoV-2 (COVID-19) N gene [Presence] in Respiratory specimen by NAA with probe detection | 94533-7 | SARS-CoV-2 (COVID-19) N gene [Presence] in Respiratory specimen by NAA with probe detection | This test is also distributed under the brand name: • Wheeler Labs COVID-19 RT-qPCR Test Testing is limited to Phosphorus Diagnostics LLC in Secaucus, NJ |  |  | Phosphorus COVID-19 RT-qPCR Test_Phosphorus Diagnostics LLC | EUA | CFX96 Touch Real-Time PCR System_BioRad | MNI | SARS coronavirus 2 N gene | PrThr | Pt | Respiratory | Ord | Probe.amp.tar | 20201021 | 2.68
20220622 | Added Vendor Comment with the alternative brand name the test is distributed under. | Phosphorus Diagnostics LLC | Phosphorus COVID-19 RT-qPCR Test | SARS-CoV-2 RNA Result Interpretation | saliva (258560004^Oral saliva sample^SCT) | Positive (260373001^Detected^SCT) Negative (260415000^Not detected^SCT) Inconclusive (419984006^Inconclusive^SCT) Invalid (455371000124106^Invalid result^SCT) | 95425-5 | SARS-CoV-2 (COVID19) N gene [Presence] in Saliva (oral fluid) by NAA with probe detection | 95425-5 | SARS-CoV-2 (COVID-19) N gene [Presence] in Saliva (oral fluid) by NAA with probe detection | This test is also distributed under the brand name: • Wheeler Labs COVID-19 RT-qPCR Test Testing is limited to Phosphorus Diagnostics LLC in Secaucus, NJ |  |  | Phosphorus COVID-19 RT-qPCR Test_Phosphorus Diagnostics LLC | EUA |  |  | SARS coronavirus 2 N gene | PrThr | Pt | Saliva | Ord | Probe.amp.tar | 20201021 | 2.69-pre
20220622 | Added Vendor Comment with the alternative brand name the test is distributed under. | Salofa Oy | Sienna-Clarity COVIBLOCK COVID-19 IgG/IgM Rapid Test Cassette* | IgG antibodies to SARS-CoV-2 | Whole Blood (258580003^Whole blood sample^SCT) Plasma (119361006^Plasma specimen^SCT) Serum (119364003^Serum specimen^SCT) | IgG POSITIVE (10828004^Positive^SCT) NEGATIVE (260385009^Negative^SCT) INVALID (455371000124106^Invalid result^SCT or 125154007^Specimen unsatisfactory for evaluation^SCT) | 94507-1 | SARS-CoV-2 (COVID-19) IgG Ab [Presence] in Serum, Plasma or Blood by Rapid immunoassay | 94503-0 | SARS-CoV-2 (COVID-19) Ab panel - Serum, Plasma or Blood by Rapid immunoassay | This test is also distributed under the brand names: • Clarity COVIBLOCK COVID-19 IgG/IgM Rapid Test Cassette •Sienna COVID-19 IgG/IgM Rapid Test Cassette Expect to be reported together with the Rapid IA result for IgM. |  |  | Sienna-Clarity COVIBLOCK COVID-19 IgG/IgM Rapid Test Cassette_Salofa Oy | EUA |  |  | SARS coronavirus 2 Ab.IgG | PrThr | Pt | Ser/Plas/Bld | Ord | IA.rapid | 20200723 | 2.68
20220622 | Added Vendor Comment with the alternative brand name the test is distributed under. | Salofa Oy | Sienna-Clarity COVIBLOCK COVID-19 IgG/IgM Rapid Test Cassette* | IgM antibodies to SARS-CoV-2 | Whole Blood (258580003^Whole blood sample^SCT) Plasma (119361006^Plasma specimen^SCT) Serum (119364003^Serum specimen^SCT) | IgM POSITIVE (10828004^Positive^SCT) NEGATIVE (260385009^Negative^SCT) INVALID (455371000124106^Invalid result^SCT or 125154007^Specimen unsatisfactory for evaluation^SCT) | 94508-9 | SARS-CoV-2 (COVID-19) IgM Ab [Presence] in Serum, Plasma or Blood by Rapid immunoassay | 94503-0 | SARS-CoV-2 (COVID-19) Ab panel - Serum, Plasma or Blood by Rapid immunoassay | This test is also distributed under the brand names: • Clarity COVIBLOCK COVID-19 IgG/IgM Rapid Test Cassette • Sienna COVID-19 IgG/IgM Rapid Test Cassette Expect to be reported together with the Rapid IA result for IgG. |  |  | Sienna-Clarity COVIBLOCK COVID-19 IgG/IgM Rapid Test Cassette_Salofa Oy | EUA |  |  | SARS coronavirus 2 Ab.IgM | PrThr | Pt | Ser/Plas/Bld | Ord | IA.rapid | 20200723 | 2.68
20220622 | Added Vendor Comment with the alternative brand name the test is distributed under. | Salofa Oy | Sienna-Clarity COVID-19 Antigen Rapid Test Cassette* | COVID-19 antigen Result Interpretation | direct nasopharyngeal swab (NP) specimens (258500001^Nasopharyngeal swab^SCT) | NEGATIVE (260415000^Not Detected^SCT) POSITIVE (260373001^Detected^SCT) INVALID (455371000124106^Invalid result^SCT or 125154007^Specimen unsatisfactory for evaluation^SCT) | 95209-3 | SARS-CoV+SARS-CoV-2 (COVID-19) Ag [Presence] in Respiratory specimen by Rapid immunoassay | 95209-3 | SARS-CoV+SARS-CoV-2 (COVID-19) Ag [Presence] in Respiratory specimen by Rapid immunoassay | This test is also distributed under the brand names: • Sienna COVID-19 Antigen Rapid Test Cassette • Clarity COVID-19 Antigen Rapid Test Cassette • OVIOS COVID-19 Antigen Rapid Test Cassette • Spring Health COVID-19 Antigen Rapid Test • Salocor COVID-19 Antigen Rapid Test Cassette |  |  | Sienna-Clarity COVID-19 Antigen Rapid Test Cassette_Salofa Oy | EUA |  |  | SARS coronavirus+SARS coronavirus 2 Ag | PrThr | Pt | Respiratory | Ord | IA.rapid | 20210602 | 2.69
20220622 | Added Vendor Comment with the alternative brand name the test is distributed under. | Sugentech, Inc. | SGTi-flex COVID-19 IgG* | IgG antibodies to SARS-CoV-2 | serum (119364003^Serum specimen^SCT) venous whole blood (122555007^Venous blood specimen^SCT) plasma (119361006^Plasma specimen^SCT) | Positive (10828004^Positive^SCT) Negative (260385009^Negative^SCT) Invalid (455371000124106^Invalid result^SCT or 125154007^Specimen unsatisfactory for evaluation^SCT) | 94507-1 | SARS-CoV-2 (COVID-19) IgG Ab [Presence] in Serum, Plasma or Blood by Rapid immunoassay | 94507-1 | SARS-CoV-2 (COVID-19) IgG Ab [Presence] in Serum, Plasma or Blood by Rapid immunoassay | This test is also distributed under the brand name: • TekiTrust COVID-19 IgG |  |  | SGTi-flex COVID-19 IgG_Sugentech, Inc. | EUA |  |  | SARS coronavirus 2 Ab.IgG | PrThr | Pt | Ser/Plas/Bld | Ord | IA.rapid | 20200916 | 2.68
20220622 | Added Vendor Comment with the alternative brand name the test is distributed under. | Xiamen Biotime Biotechnology Co., Ltd. | Xiamen BIOTIME SARS-CoV-2 IgG/IgM Rapid Qualitative Test* | SARS-CoV-2 IgM | serum (119364003^Serum specimen^SCT) plasma (119361006^Plasma specimen^SCT) venous whole blood (122555007^Venous blood specimen^SCT) | Negative (260385009^Negative^SCT) Positive (10828004^Positive^SCT) Invalid (455371000124106^Invalid result^SCT or 125154007^Specimen unsatisfactory for evaluation^SCT) | 94508-9 | SARS-CoV-2 (COVID-19) IgM Ab [Presence] in Serum, Plasma or Blood by Rapid immunoassay | 94503-0 | SARS-CoV-2 (COVID-19) Ab panel - Serum, Plasma or Blood by Rapid immunoassay | This test is also distributed under the brand name: • Telepoint SARS-CoV-2 IgG/IgM Rapid Qualitative Test Expect to be reported together with the Rapid IA result for IgG. |  |  | BIOTIME SARS-CoV-2 IgG/IgM Rapid Qualitative Test_Xiamen Biotime Biotechnology Co., Ltd. | EUA |  |  | SARS coronavirus 2 Ab.IgM | PrThr | Pt | Ser/Plas/Bld | Ord | IA.rapid | 20200728 | 2.68
20220622 | Added Vendor Comment with the alternative brand name the test is distributed under. | Xiamen Biotime Biotechnology Co., Ltd. | Xiamen BIOTIME SARS-CoV-2 IgG/IgM Rapid Qualitative Test* | SARS-CoV-2 IgG | serum (119364003^Serum specimen^SCT) plasma (119361006^Plasma specimen^SCT) venous whole blood (122555007^Venous blood specimen^SCT) | Negative (260385009^Negative^SCT) Positive (10828004^Positive^SCT) Invalid (455371000124106^Invalid result^SCT or 125154007^Specimen unsatisfactory for evaluation^SCT) | 94507-1 | SARS-CoV-2 (COVID-19) IgG Ab [Presence] in Serum, Plasma or Blood by Rapid immunoassay | 94503-0 | SARS-CoV-2 (COVID-19) Ab panel - Serum, Plasma or Blood by Rapid immunoassay | This test is also distributed under the brand name: • Telepoint SARS-CoV-2 IgG/IgM Rapid Qualitative Test Expect to be reported together with the Rapid IA result for IgM. |  |  | BIOTIME SARS-CoV-2 IgG/IgM Rapid Qualitative Test_Xiamen Biotime Biotechnology Co., Ltd. | EUA |  |  | SARS coronavirus 2 Ab.IgG | PrThr | Pt | Ser/Plas/Bld | Ord | IA.rapid | 20200728 | 2.68
20220622 | The Manufacturer name to has been changed to 'Standard BioTools Inc.' This change has also been made in the Test Kit Name ID column. | Fluidigm Corporation | Advanta Dx COVID-19 EASE Assay* | SARS-CoV-2 RNA | nasopharyngeal swab (258500001^Nasopharyngeal swab^SCT) oropharyngeal swab (258529004^Throat swab^SCT) combined NP/OP swab (433801000124107^Nasopharyngeal and oropharyngeal swab^SCT) mid-turbinate nasal swab (871810001^Mid-turbinate nasal swab^SCT) anterior nasal swab (697989009^Anterior nares swab^SCT) | Positive (260373001^Detected^SCT) Negative (260415000^Not Detected^SCT) No Template (125154007^Specimen unsatisfactory for evaluation^SCT) Inconclusive (419984006^Inconclusive^SCT) | 94533-7 | SARS-CoV-2 (COVID-19) N gene [Presence] in Respiratory specimen by NAA with probe detection | 94531-1 | SARS-CoV-2 (COVID-19) RNA panel - Respiratory specimen by NAA with probe detection |  |  |  | Advanta Dx COVID-19 EASE Assay_Fluidigm Corporation | EUA | Biomark HD system_Fluidigm Corporation | MNI | SARS coronavirus 2 N gene | PrThr | Pt | Respiratory | Ord | Probe.amp.tar | 20220216 | 2.69
20220622 | The Manufacturer name to has been changed to 'Standard BioTools Inc.' This change has also been made in the Test Kit Name ID column. | Fluidigm Corporation | Advanta Dx SARS-CoV-2 RT-PCR Assay* | SARS-CoV-2 Sample Interpretation | saliva specimens (258560004^Oral saliva sample^SCT) | Positive (260373001^Detected^SCT) Negative (260415000^Not Detected^SCT) No Template (125154007^Specimen unsatisfactory for evaluation^SCT) Inconclusive (419984006^Inconclusive^SCT) | 95425-5 | SARS-CoV-2 (COVID-19) N gene [Presence] in Saliva (oral fluid) by NAA with probe detection | 95826-4 | SARS-CoV-2 (COVID-19) RNA panel - Saliva (oral fluid) by NAA with probe detection |  |  |  | Advanta Dx SARS-CoV-2 RT-PCR Assay_Fluidigm Corporation | EUA | Biomark HD system_Fluidigm Corporation | MNI | SARS coronavirus 2 N gene | PrThr | Pt | Saliva | Ord | Probe.amp.tar | 20200925 | 2.69-pre
20220622 | The Manufacturer has removed specimen poolin from the package insert. "Negative (Pooled Specimen)" has removed from the Vendor Result Description. | SML GENETREE Co., Ltd. | Ezplex SARS-CoV-2 G Kit* | SARS-CoV-2 RNA Result | nasopharyngeal swabs (258500001^Nasopharyngeal swab^SCT) oropharyngeal swabs (258529004^Throat swab^SCT) combined nasopharyngeal/oropharyngeal swabs (433801000124107^Nasopharyngeal and oropharyngeal swab^SCT) sputum specimens (119334006^Sputum specimen^SCT) | Positive (260373001^Detected^SCT) Inconclusive (419984006^Inconclusive^SCT) Negative (260415000^Not Detected^SCT) Negative (Pooled Specimen) (895231008^Not Detected in Pooled Specimen^SCT) Invalid (455371000124106^Invalid result^SCT or 125154007^Specimen unsatisfactory for evaluation^SCT) | 94500-6 | SARS-CoV-2 (COVID-19) RNA [Presence] in Respiratory specimen by NAA with probe detection | 94531-1 | SARS-CoV-2 (COVID-19) RNA panel - Respiratory specimen by NAA with probe detection |  |  |  | Ezplex SARS-CoV-2 G Kit_SML GENETREE Co., Ltd. | EUA | CFX96 DX Real-Time PCR System_BioRad | MNI | SARS coronavirus 2 RNA | PrThr | Pt | Respiratory | Ord | Probe.amp.tar | 20210120 | 2.68
20220622 | The Manufacturer has removed specimen poolin from the package insert. "Negative (Pooled Specimen)" has removed from the Vendor Result Description. | SML GENETREE Co., Ltd. | Ezplex SARS-CoV-2 G Kit* | SARS-CoV-2 RNA Result | nasopharyngeal swabs (258500001^Nasopharyngeal swab^SCT) oropharyngeal swabs (258529004^Throat swab^SCT) combined nasopharyngeal/oropharyngeal swabs (433801000124107^Nasopharyngeal and oropharyngeal swab^SCT) sputum specimens (119334006^Sputum specimen^SCT) | Positive (260373001^Detected^SCT) Inconclusive (419984006^Inconclusive^SCT) Negative (260415000^Not Detected^SCT) Negative (Pooled Specimen) (895231008^Not Detected in Pooled Specimen^SCT) Invalid (455371000124106^Invalid result^SCT or 125154007^Specimen unsatisfactory for evaluation^SCT) | 94500-6 | SARS-CoV-2 (COVID-19) RNA [Presence] in Respiratory specimen by NAA with probe detection | 94531-1 | SARS-CoV-2 (COVID-19) RNA panel - Respiratory specimen by NAA with probe detection |  |  |  | Ezplex SARS-CoV-2 G Kit_SML GENETREE Co., Ltd. | EUA | ABI 7500 FAST Real-Time PCR_Thermo Fisher | MNI | SARS coronavirus 2 RNA | PrThr | Pt | Respiratory | Ord | Probe.amp.tar | 20210120 | 2.68
20220608 | In LOINC version 2.70 the specimen type for this code was changed from Nasopharynx to Upper Respiratory | Becton, Dickinson and Company (BD) | BD Veritor System for Rapid Detection of SARS-CoV-2 & Flu A+B* | influenza A nucleoprotein antigen | anterior nasal swab (697989009^Anterior nares swab^SCT) | Negative Test for Flu A (no antigen detected) (260415000^Not Detected^SCT) Positive test for Flu A (influenza A antigen detected) (260373001^Detected^SCT) Result invalid. Repeat the test (455371000124106^Invalid result^SCT or 125154007^Specimen unsatisfactory for evaluation^SCT) Test Invalid. Repeat the test (455371000124106^Invalid result^SCT) | 80382-5 | Influenza virus A Ag [Presence] in Nasopharynx by Rapid immunoassay | 97099-6 | Influenza virus A and B and SARS-CoV-2 (COVID-19) Ag panel - Upper respiratory specimen by Rapid immunoassay |  |  |  | BD Veritor System for Rapid Detection of SARS-CoV-2 & Flu A+B_Becton, Dickinson and Company (BD) | EUA | BD Veritor Plus System_Becton Dickinson | MNI | Influenza virus A Ag | PrThr | Pt | Nph | Ord | IA.rapid | 20210407 | 2.69
20220608 | In LOINC version 2.70 the specimen type for this code was changed from Nasopharynx to Upper Respiratory | Becton, Dickinson and Company (BD) | BD Veritor System for Rapid Detection of SARS-CoV-2 & Flu A+B* | influenza B nucleoprotein antigen | anterior nasal swab (697989009^Anterior nares swab^SCT) | Negative Test for Flu B (no antigen detected) (260415000^Not Detected^SCT) Positive test for Flu B (influenza B antigen detected) (260373001^Detected^SCT) Result invalid. Repeat the test (455371000124106^Invalid result^SCT or 125154007^Specimen unsatisfactory for evaluation^SCT) Test Invalid. Repeat the test (455371000124106^Invalid result^SCT) | 80383-3 | Influenza virus B Ag [Presence] in Nasopharynx by Rapid immunoassay | 97099-6 | Influenza virus A and B and SARS-CoV-2 (COVID-19) Ag panel - Upper respiratory specimen by Rapid immunoassay |  |  |  | BD Veritor System for Rapid Detection of SARS-CoV-2 & Flu A+B_Becton, Dickinson and Company (BD) | EUA | BD Veritor Plus System_Becton Dickinson | MNI | Influenza virus B Ag | PrThr | Pt | Nph | Ord | IA.rapid | 20210407 | 2.69
20220330 | The Test Kit Name ID has been corrected from "SD Biosensor, Inc._COVID-19 At-Home Test" to "COVID-19 At-Home Test_SD Biosensor, Inc." | SD Biosensor, Inc. | COVID-19 At-Home Test* | SARS-CoV-2 nucleocapsid protein antigen | anterior nasal (nares) swab (697989009^Anterior nares swab^SCT) | Negative result (260415000^Not Detected^SCT) Positive result (260373001^Detected^SCT) Invalid result (455371000124106^Invalid result^SCT or 125154007^Specimen unsatisfactory for evaluation^SCT) | 97097-0 | SARS-CoV-2 (COVID-19) Ag [Presence] in Upper respiratory specimen by Rapid immunoassay | 97097-0 | SARS-CoV-2 (COVID-19) Ag [Presence] in Upper respiratory specimen by Rapid immunoassay |  |  |  | SD Biosensor, Inc._COVID-19 At-Home Test | EUA |  |  | SARS coronavirus 2 Ag | PrThr | Pt | Respiratory.upper | Ord | IA.rapid | 20220105 | 2.70
20220223 | Changes requested by Quest: (1) Change order code to 95422-2 Influenza virus A and B and SARS-CoV-2 (COVID-19) RNA panel - Respiratory specimen by NAA with probe detection (2) Split this row into three rows: SARS-CoV-2: 94500-6 SARS-CoV-2 (COVID-19) RNA [Presence] in Respiratory specimen by NAA with probe detection Flu A: 92142-9 Influenza virus A RNA [Presence] in Respiratory specimen by NAA with probe detection Flu B: 92141-1 Influenza virus B RNA [Presence] in Respiratory specimen by NAA with probe detection (3) Change results to ordinal (Detected, Not Detected, Invalid) (4) Delete Vendor Comment because it is no longer applicable | Quest Diagnostics Infectious Disease, Inc. | LDT: Quest Diagnostics RC COVID-19+Flu RT-PCR* | Result Interpretation | nasal swab (445297001^Swab of internal nose^SCT) | No target RNA Detected (260415000^Not Detected^SCT) Influenza B RNA Detected (407480007^Influenza B virus^SCT) Influenza A RNA Detected (407479009^Influenza A virus^SCT) Influenza A and Influenza B RNA Detected (407479009^Influenza A virus^SCT and 407480007^Influenza B virus^SCT) Presumptive Positive for SARS-CoV-2 RNA (868196001^Subgenus Sarbecovirus^SCT) Presumptive Positive for SARS-CoV-2 RNA and Influenza B RNA Detected (868196001^Subgenus Sarbecovirus^SCT and 407480007^Influenza B virus^SCT) Influenza A RNA Detected and Presumptive Positive for SARS-CoV-2 RNA (407479009^Influenza A virus^SCT and 868196001^Subgenus Sarbecovirus^SCT) Influenza A RNA Detected, Presumptive Positive for SARS-CoV-2 RNA, and Influenza B RNA Detected (407479009^Influenza A virus^SCT and 868196001^Subgenus Sarbecovirus^SCT and 407480007^Influenza B virus^SCT) SARS-CoV-2 RNA Detected (840533007^Severe acute respiratory syndrome coronavirus 2^SCT) SARS-CoV-2 RNA and Influenza B RNA Detected (840533007^Severe acute respiratory syndrome coronavirus 2^SCT and 407480007^Influenza B virus^SCT) Influenza A RNA and SARS-CoV-2 RNA Detected (407479009^Influenza A virus^SCT and 840533007^Severe acute respiratory syndrome coronavirus 2^SCT) Influenza A RNA and SARS-CoV-2 RNA Detected (407479009^Influenza A virus^SCT and 840533007^Severe acute respiratory syndrome coronavirus 2^SCT) Influenza A RNA, SARS-CoV-2 RNA, and Influenza B RNA Detected (407479009^Influenza A virus^SCT and 840533007^Severe acute respiratory syndrome coronavirus 2^SCT and 407480007^Influenza B virus^SCT) Invalid (455371000124106^Invalid result^SCT or 125154007^Specimen unsatisfactory for evaluation^SCT) | 95423-0 | Influenza virus A + B and SARS-CoV-2 (COVID-19) identified in Respiratory specimen by NAA with probe detection | 95380-2 | Influenza virus A and B and SARS-CoV-2 (COVID-19) and SARS-related CoV RNA panel - Respiratory specimen by NAA with probe detection | You may need to report more than one OBX with the same LOINC (using OBX-4 as a differentiator) when more than one organism is detected |  |  | Quest Diagnostics RC COVID-19+Flu RT-PCR_Quest Diagnostics Infectious Disease, Inc. | EUA | cobas 6800 System_Roche | MNI | Influenza virus A & Influenza virus B & SARS coronavirus 2 identified | Prid | Pt | Respiratory | Nom | Probe.amp.tar | 20201209 | 2.68
20220223 | Changes requested by Quest: (1) Change order code to 95422-2 Influenza virus A and B and SARS-CoV-2 (COVID-19) RNA panel - Respiratory specimen by NAA with probe detection (2) Split this row into three rows: SARS-CoV-2: 94500-6 SARS-CoV-2 (COVID-19) RNA [Presence] in Respiratory specimen by NAA with probe detection Flu A: 92142-9 Influenza virus A RNA [Presence] in Respiratory specimen by NAA with probe detection Flu B: 92141-1 Influenza virus B RNA [Presence] in Respiratory specimen by NAA with probe detection (3) Change results to ordinal (Detected, Not Detected, Invalid) (4) Delete Vendor Comment because it is no longer applicable | Quest Diagnostics Infectious Disease, Inc. | LDT: Quest Diagnostics RC COVID-19+Flu RT-PCR* | Result Interpretation | nasal swab (445297001^Swab of internal nose^SCT) | No target RNA Detected (260415000^Not Detected^SCT) Influenza B RNA Detected (407480007^Influenza B virus^SCT) Influenza A RNA Detected (407479009^Influenza A virus^SCT) Influenza A and Influenza B RNA Detected (407479009^Influenza A virus^SCT and 407480007^Influenza B virus^SCT) Presumptive Positive for SARS-CoV-2 RNA (868196001^Subgenus Sarbecovirus^SCT) Presumptive Positive for SARS-CoV-2 RNA and Influenza B RNA Detected (868196001^Subgenus Sarbecovirus^SCT and 407480007^Influenza B virus^SCT) Influenza A RNA Detected and Presumptive Positive for SARS-CoV-2 RNA (407479009^Influenza A virus^SCT and 868196001^Subgenus Sarbecovirus^SCT) Influenza A RNA Detected, Presumptive Positive for SARS-CoV-2 RNA, and Influenza B RNA Detected (407479009^Influenza A virus^SCT and 868196001^Subgenus Sarbecovirus^SCT and 407480007^Influenza B virus^SCT) SARS-CoV-2 RNA Detected (840533007^Severe acute respiratory syndrome coronavirus 2^SCT) SARS-CoV-2 RNA and Influenza B RNA Detected (840533007^Severe acute respiratory syndrome coronavirus 2^SCT and 407480007^Influenza B virus^SCT) Influenza A RNA and SARS-CoV-2 RNA Detected (407479009^Influenza A virus^SCT and 840533007^Severe acute respiratory syndrome coronavirus 2^SCT) Influenza A RNA and SARS-CoV-2 RNA Detected (407479009^Influenza A virus^SCT and 840533007^Severe acute respiratory syndrome coronavirus 2^SCT) Influenza A RNA, SARS-CoV-2 RNA, and Influenza B RNA Detected (407479009^Influenza A virus^SCT and 840533007^Severe acute respiratory syndrome coronavirus 2^SCT and 407480007^Influenza B virus^SCT) Invalid (455371000124106^Invalid result^SCT or 125154007^Specimen unsatisfactory for evaluation^SCT) | 95423-0 | Influenza virus A + B and SARS-CoV-2 (COVID-19) identified in Respiratory specimen by NAA with probe detection | 95380-2 | Influenza virus A and B and SARS-CoV-2 (COVID-19) and SARS-related CoV RNA panel - Respiratory specimen by NAA with probe detection | You may need to report more than one OBX with the same LOINC (using OBX-4 as a differentiator) when more than one organism is detected |  |  | Quest Diagnostics RC COVID-19+Flu RT-PCR_Quest Diagnostics Infectious Disease, Inc. | EUA | cobas 8800 System_Roche | MNI | Influenza virus A & Influenza virus B & SARS coronavirus 2 identified | Prid | Pt | Respiratory | Nom | Probe.amp.tar | 20201209 | 2.68
20220216 | The SNOMED result mapping has been corrected from Positive / Negative to Detected / Not Detected | Luminostics, Inc. | Clip COVID Rapid Antigen Test* | SARS-CoV-2 nucleocapsid antigen | nasal swabs (445297001^Swab of internal nose^SCT) | Positive (10828004^Positive^SCT) Negative (260385009^Negative^SCT) Invalid (455371000124106^Invalid result^SCT or 125154007^Specimen unsatisfactory for evaluation^SCT) | 94558-4 | SARS-CoV-2 (COVID-19) Ag [Presence] in Respiratory specimen by Rapid immunoassay | 94558-4 | SARS-CoV-2 (COVID-19) Ag [Presence] in Respiratory specimen by Rapid immunoassay |  |  |  | Clip COVID Rapid Antigen Test_Luminostics, Inc. | EUA | Clip Analyzer_Luminostics | MNI | SARS coronavirus 2 Ag | PrThr | Pt | Respiratory | Ord | IA.rapid | 20201209 | 2.68
20220216 | The SNOMED result mapping has been corrected from Positive / Negative to Detected / Not Detected | iHealth Labs, Inc. | iHealth COVID-19 Antigen Rapid Test* | SARS-CoV-2 nucleocapsid protein antigen | anterior nasal (nares) swab (697989009^Anterior nares swab^SCT) | Positive Result (10828004^Positive^SCT) Negative Result (260385009^Negative^SCT) Invalid Result (455371000124106^Invalid result^SCT or 125154007^Specimen unsatisfactory for evaluation^SCT) | 97097-0 | SARS-CoV-2 (COVID-19) Ag [Presence] in Upper respiratory specimen by Rapid immunoassay | 97097-0 | SARS-CoV-2 (COVID-19) Ag [Presence] in Upper respiratory specimen by Rapid immunoassay |  |  |  | iHealth COVID-19 Antigen Rapid Test_iHealth Labs, Inc. | EUA | (iHealth Labs COVID-19 Antigen Rapid Test) | (NA) | SARS coronavirus 2 Ag | PrThr | Pt | Respiratory.upper | Ord | IA.rapid | 20211117 | 2.70
20211027 | The LOINC code 94756-4 was incorrect -- it was for a respiratory specimen. The new LOINC code is 96448-6^SARS-CoV-2 (COVID-19) N gene [Presence] in Saliva (oral fluid) by Nucleic acid amplification using CDC primer-probe set N1 | Yale School of Public Health, Department of Epidemiology of Microbial Diseases | LDT: SalivaDirect for use with DTC Kits* | 2019-nCoV_N1 | saliva specimens (258560004^Oral saliva sample^SCT) | Positive (260373001^Detected^SCT) Negative (260415000^Not Detected^SCT) Invalid (455371000124106^Invalid result^SCT or 125154007^Specimen unsatisfactory for evaluation^SCT) | 94756-4 | SARS-CoV-2 (COVID-19) N gene [Presence] in Respiratory specimen by Nucleic acid amplification using CDC primer-probe set N1 | 94756-4 | SARS-CoV-2 (COVID-19) N gene [Presence] in Respiratory specimen by Nucleic acid amplification using CDC primer-probe set N1 | Testing is limited to laboratories designated by the Yale School of Public Health, Department of Epidemiology of Microbial Diseases, that includes the Clinical Molecular Diagnostics Laboratory, Department of Pathology, Yale School of Medicine, located at 310 Cedar St., New Haven, CT 06510, that are also certified under the Clinical Laboratory Improvement Amendments of 1988 (CLIA), 42 U.S.C. §263a and meet the requirements to perform high complexity tests. |  |  | SalivaDirect for use with DTC Kits_Yale School of Public Health, Department of Epidemiology of Microbial Diseases | EUA | CFX96 Touch Real-Time PCR System_BioRad | MNI | SARS coronavirus 2 N gene | PrThr | Pt | Respiratory | Ord | Probe.amp.tar.CDC primer-probe set N1 | 20210901 | 2.69
20211027 | The LOINC code 94756-4 was incorrect -- it was for a respiratory specimen. The new LOINC code is 96448-6^SARS-CoV-2 (COVID-19) N gene [Presence] in Saliva (oral fluid) by Nucleic acid amplification using CDC primer-probe set N1 | Yale School of Public Health, Department of Epidemiology of Microbial Diseases | LDT: SalivaDirect for use with DTC Kits* | 2019-nCoV_N1 | saliva specimens (258560004^Oral saliva sample^SCT) | Positive (260373001^Detected^SCT) Negative (260415000^Not Detected^SCT) Inconclusive (419984006^Inconclusive^SCT) Invalid (455371000124106^Invalid result^SCT or 125154007^Specimen unsatisfactory for evaluation^SCT) | 94756-4 | SARS-CoV-2 (COVID-19) N gene [Presence] in Respiratory specimen by Nucleic acid amplification using CDC primer-probe set N1 | 94756-4 | SARS-CoV-2 (COVID-19) N gene [Presence] in Respiratory specimen by Nucleic acid amplification using CDC primer-probe set N1 | Testing is limited to laboratories designated by the Yale School of Public Health, Department of Epidemiology of Microbial Diseases, that includes the Clinical Molecular Diagnostics Laboratory, Department of Pathology, Yale School of Medicine, located at 310 Cedar St., New Haven, CT 06510, that are also certified under the Clinical Laboratory Improvement Amendments of 1988 (CLIA), 42 U.S.C. §263a and meet the requirements to perform high complexity tests. |  |  | SalivaDirect for use with DTC Kits_Yale School of Public Health, Department of Epidemiology of Microbial Diseases | EUA | cobas z 480 Instrument_Roche | MNI | SARS coronavirus 2 N gene | PrThr | Pt | Respiratory | Ord | Probe.amp.tar.CDC primer-probe set N1 | 20210901 | 2.69
20211027 | The LOINC code 94756-4 was incorrect -- it was for a respiratory specimen. The new LOINC code is 96448-6^SARS-CoV-2 (COVID-19) N gene [Presence] in Saliva (oral fluid) by Nucleic acid amplification using CDC primer-probe set N1 | Yale School of Public Health, Department of Epidemiology of Microbial Diseases | LDT: SalivaDirect for use with DTC Kits* | 2019-nCoV_N1 | saliva specimens (258560004^Oral saliva sample^SCT) | Positive (260373001^Detected^SCT) Negative (260415000^Not Detected^SCT) Inconclusive (419984006^Inconclusive^SCT) Invalid (455371000124106^Invalid result^SCT or 125154007^Specimen unsatisfactory for evaluation^SCT) | 94756-4 | SARS-CoV-2 (COVID-19) N gene [Presence] in Respiratory specimen by Nucleic acid amplification using CDC primer-probe set N1 | 94756-4 | SARS-CoV-2 (COVID-19) N gene [Presence] in Respiratory specimen by Nucleic acid amplification using CDC primer-probe set N1 | Testing is limited to laboratories designated by the Yale School of Public Health, Department of Epidemiology of Microbial Diseases, that includes the Clinical Molecular Diagnostics Laboratory, Department of Pathology, Yale School of Medicine, located at 310 Cedar St., New Haven, CT 06510, that are also certified under the Clinical Laboratory Improvement Amendments of 1988 (CLIA), 42 U.S.C. §263a and meet the requirements to perform high complexity tests. |  |  | SalivaDirect for use with DTC Kits_Yale School of Public Health, Department of Epidemiology of Microbial Diseases | EUA | Aria Mx_Agilent Technologies | MNI | SARS coronavirus 2 N gene | PrThr | Pt | Respiratory | Ord | Probe.amp.tar.CDC primer-probe set N1 | 20210901 | 2.69
20211027 | The LOINC code 94756-4 was incorrect -- it was for a respiratory specimen. The new LOINC code is 96448-6^SARS-CoV-2 (COVID-19) N gene [Presence] in Saliva (oral fluid) by Nucleic acid amplification using CDC primer-probe set N1 | Yale School of Public Health, Department of Epidemiology of Microbial Diseases | LDT: SalivaDirect for use with DTC Kits* | 2019-nCoV_N1 | saliva specimens (258560004^Oral saliva sample^SCT) | Positive (260373001^Detected^SCT) Negative (260415000^Not Detected^SCT) Invalid (455371000124106^Invalid result^SCT or 125154007^Specimen unsatisfactory for evaluation^SCT) | 94756-4 | SARS-CoV-2 (COVID-19) N gene [Presence] in Respiratory specimen by Nucleic acid amplification using CDC primer-probe set N1 | 94756-4 | SARS-CoV-2 (COVID-19) N gene [Presence] in Respiratory specimen by Nucleic acid amplification using CDC primer-probe set N1 | Testing is limited to laboratories designated by the Yale School of Public Health, Department of Epidemiology of Microbial Diseases, that includes the Clinical Molecular Diagnostics Laboratory, Department of Pathology, Yale School of Medicine, located at 310 Cedar St., New Haven, CT 06510, that are also certified under the Clinical Laboratory Improvement Amendments of 1988 (CLIA), 42 U.S.C. §263a and meet the requirements to perform high complexity tests. |  |  | SalivaDirect for use with DTC Kits_Yale School of Public Health, Department of Epidemiology of Microbial Diseases | EUA | CFX384 Touch Real-Time PCR_BioRad | MNI | SARS coronavirus 2 N gene | PrThr | Pt | Respiratory | Ord | Probe.amp.tar.CDC primer-probe set N1 | 20210901 | 2.69
20211027 | The LOINC code 94756-4 was incorrect -- it was for a respiratory specimen. The new LOINC code is 96448-6^SARS-CoV-2 (COVID-19) N gene [Presence] in Saliva (oral fluid) by Nucleic acid amplification using CDC primer-probe set N1 | Yale School of Public Health, Department of Epidemiology of Microbial Diseases | LDT: SalivaDirect for use with DTC Kits* | 2019-nCoV_N1 | saliva specimens (258560004^Oral saliva sample^SCT) | Positive (260373001^Detected^SCT) Negative (260415000^Not Detected^SCT) Invalid (455371000124106^Invalid result^SCT or 125154007^Specimen unsatisfactory for evaluation^SCT) | 94756-4 | SARS-CoV-2 (COVID-19) N gene [Presence] in Respiratory specimen by Nucleic acid amplification using CDC primer-probe set N1 | 94756-4 | SARS-CoV-2 (COVID-19) N gene [Presence] in Respiratory specimen by Nucleic acid amplification using CDC primer-probe set N1 | Testing is limited to laboratories designated by the Yale School of Public Health, Department of Epidemiology of Microbial Diseases, that includes the Clinical Molecular Diagnostics Laboratory, Department of Pathology, Yale School of Medicine, located at 310 Cedar St., New Haven, CT 06510, that are also certified under the Clinical Laboratory Improvement Amendments of 1988 (CLIA), 42 U.S.C. §263a and meet the requirements to perform high complexity tests. |  |  | SalivaDirect for use with DTC Kits_Yale School of Public Health, Department of Epidemiology of Microbial Diseases | EUA | ABI StepOne Real-Time PCR_Thermo Fisher | MNI | SARS coronavirus 2 N gene | PrThr | Pt | Respiratory | Ord | Probe.amp.tar.CDC primer-probe set N1 | 20210901 | 2.69
20211027 | The LOINC code 94756-4 was incorrect -- it was for a respiratory specimen. The new LOINC code is 96448-6^SARS-CoV-2 (COVID-19) N gene [Presence] in Saliva (oral fluid) by Nucleic acid amplification using CDC primer-probe set N1 | Yale School of Public Health, Department of Epidemiology of Microbial Diseases | LDT: SalivaDirect for use with DTC Kits* | 2019-nCoV_N1 | saliva specimens (258560004^Oral saliva sample^SCT) | Positive (260373001^Detected^SCT) Negative (260415000^Not Detected^SCT) Invalid (455371000124106^Invalid result^SCT or 125154007^Specimen unsatisfactory for evaluation^SCT) | 94756-4 | SARS-CoV-2 (COVID-19) N gene [Presence] in Respiratory specimen by Nucleic acid amplification using CDC primer-probe set N1 | 94756-4 | SARS-CoV-2 (COVID-19) N gene [Presence] in Respiratory specimen by Nucleic acid amplification using CDC primer-probe set N1 | Testing is limited to laboratories designated by the Yale School of Public Health, Department of Epidemiology of Microbial Diseases, that includes the Clinical Molecular Diagnostics Laboratory, Department of Pathology, Yale School of Medicine, located at 310 Cedar St., New Haven, CT 06510, that are also certified under the Clinical Laboratory Improvement Amendments of 1988 (CLIA), 42 U.S.C. §263a and meet the requirements to perform high complexity tests. |  |  | SalivaDirect for use with DTC Kits_Yale School of Public Health, Department of Epidemiology of Microbial Diseases | EUA | ABI 7500 FAST Real-Time PCR_Thermo Fisher | MNI | SARS coronavirus 2 N gene | PrThr | Pt | Respiratory | Ord | Probe.amp.tar.CDC primer-probe set N1 | 20210901 | 2.69
20211027 | The LOINC code 94756-4 was incorrect -- it was for a respiratory specimen. The new LOINC code is 96448-6^SARS-CoV-2 (COVID-19) N gene [Presence] in Saliva (oral fluid) by Nucleic acid amplification using CDC primer-probe set N1 | Yale School of Public Health, Department of Epidemiology of Microbial Diseases | LDT: SalivaDirect for use with DTC Kits* | 2019-nCoV_N1 | saliva specimens (258560004^Oral saliva sample^SCT) | Positive (260373001^Detected^SCT) Negative (260415000^Not Detected^SCT) Invalid (455371000124106^Invalid result^SCT or 125154007^Specimen unsatisfactory for evaluation^SCT) | 94756-4 | SARS-CoV-2 (COVID-19) N gene [Presence] in Respiratory specimen by Nucleic acid amplification using CDC primer-probe set N1 | 94756-4 | SARS-CoV-2 (COVID-19) N gene [Presence] in Respiratory specimen by Nucleic acid amplification using CDC primer-probe set N1 | Testing is limited to laboratories designated by the Yale School of Public Health, Department of Epidemiology of Microbial Diseases, that includes the Clinical Molecular Diagnostics Laboratory, Department of Pathology, Yale School of Medicine, located at 310 Cedar St., New Haven, CT 06510, that are also certified under the Clinical Laboratory Improvement Amendments of 1988 (CLIA), 42 U.S.C. §263a and meet the requirements to perform high complexity tests. |  |  | SalivaDirect for use with DTC Kits_Yale School of Public Health, Department of Epidemiology of Microbial Diseases | EUA | 10190302000222 | DII | SARS coronavirus 2 N gene | PrThr | Pt | Respiratory | Ord | Probe.amp.tar.CDC primer-probe set N1 | 20210901 | 2.69
20211027 | The LOINC code 94756-4 was incorrect -- it was for a respiratory specimen. The new LOINC code is 96448-6^SARS-CoV-2 (COVID-19) N gene [Presence] in Saliva (oral fluid) by Nucleic acid amplification using CDC primer-probe set N1 | Yale School of Public Health, Department of Epidemiology of Microbial Diseases | LDT: SalivaDirect for use with DTC Kits* | 2019-nCoV_N1 | saliva specimens (258560004^Oral saliva sample^SCT) | Positive (260373001^Detected^SCT) Negative (260415000^Not Detected^SCT) Invalid (455371000124106^Invalid result^SCT or 125154007^Specimen unsatisfactory for evaluation^SCT) | 94756-4 | SARS-CoV-2 (COVID-19) N gene [Presence] in Respiratory specimen by Nucleic acid amplification using CDC primer-probe set N1 | 94756-4 | SARS-CoV-2 (COVID-19) N gene [Presence] in Respiratory specimen by Nucleic acid amplification using CDC primer-probe set N1 | Testing is limited to laboratories designated by the Yale School of Public Health, Department of Epidemiology of Microbial Diseases, that includes the Clinical Molecular Diagnostics Laboratory, Department of Pathology, Yale School of Medicine, located at 310 Cedar St., New Haven, CT 06510, that are also certified under the Clinical Laboratory Improvement Amendments of 1988 (CLIA), 42 U.S.C. §263a and meet the requirements to perform high complexity tests. |  |  | SalivaDirect for use with DTC Kits_Yale School of Public Health, Department of Epidemiology of Microbial Diseases | EUA | ABI PRISM 7000 Detection System_Thermo Fisher | MNI | SARS coronavirus 2 N gene | PrThr | Pt | Respiratory | Ord | Probe.amp.tar.CDC primer-probe set N1 | 20210901 | 2.69
20211027 | The LOINC code 94756-4 was incorrect -- it was for a respiratory specimen. The new LOINC code is 96448-6^SARS-CoV-2 (COVID-19) N gene [Presence] in Saliva (oral fluid) by Nucleic acid amplification using CDC primer-probe set N1 | Yale School of Public Health, Department of Epidemiology of Microbial Diseases | LDT: SalivaDirect for use with DTC Kits* | 2019-nCoV_N1 | saliva specimens (258560004^Oral saliva sample^SCT) | Positive (260373001^Detected^SCT) Negative (260415000^Not Detected^SCT) Invalid (455371000124106^Invalid result^SCT or 125154007^Specimen unsatisfactory for evaluation^SCT) | 94756-4 | SARS-CoV-2 (COVID-19) N gene [Presence] in Respiratory specimen by Nucleic acid amplification using CDC primer-probe set N1 | 94756-4 | SARS-CoV-2 (COVID-19) N gene [Presence] in Respiratory specimen by Nucleic acid amplification using CDC primer-probe set N1 | Testing is limited to laboratories designated by the Yale School of Public Health, Department of Epidemiology of Microbial Diseases, that includes the Clinical Molecular Diagnostics Laboratory, Department of Pathology, Yale School of Medicine, located at 310 Cedar St., New Haven, CT 06510, that are also certified under the Clinical Laboratory Improvement Amendments of 1988 (CLIA), 42 U.S.C. §263a and meet the requirements to perform high complexity tests. |  |  | SalivaDirect for use with DTC Kits_Yale School of Public Health, Department of Epidemiology of Microbial Diseases | EUA | 10190302015592 | DII | SARS coronavirus 2 N gene | PrThr | Pt | Respiratory | Ord | Probe.amp.tar.CDC primer-probe set N1 | 20210901 | 2.69
20211027 | The LOINC code 94756-4 was incorrect -- it was for a respiratory specimen. The new LOINC code is 96448-6^SARS-CoV-2 (COVID-19) N gene [Presence] in Saliva (oral fluid) by Nucleic acid amplification using CDC primer-probe set N1 | Yale School of Public Health, Department of Epidemiology of Microbial Diseases | LDT: SalivaDirect for use with DTC Kits* | 2019-nCoV_N1 | saliva specimens (258560004^Oral saliva sample^SCT) | Positive (260373001^Detected^SCT) Negative (260415000^Not Detected^SCT) Invalid (455371000124106^Invalid result^SCT or 125154007^Specimen unsatisfactory for evaluation^SCT) | 94756-4 | SARS-CoV-2 (COVID-19) N gene [Presence] in Respiratory specimen by Nucleic acid amplification using CDC primer-probe set N1 | 94756-4 | SARS-CoV-2 (COVID-19) N gene [Presence] in Respiratory specimen by Nucleic acid amplification using CDC primer-probe set N1 | Testing is limited to laboratories designated by the Yale School of Public Health, Department of Epidemiology of Microbial Diseases, that includes the Clinical Molecular Diagnostics Laboratory, Department of Pathology, Yale School of Medicine, located at 310 Cedar St., New Haven, CT 06510, that are also certified under the Clinical Laboratory Improvement Amendments of 1988 (CLIA), 42 U.S.C. §263a and meet the requirements to perform high complexity tests. |  |  | SalivaDirect for use with DTC Kits_Yale School of Public Health, Department of Epidemiology of Microbial Diseases | EUA | ABI QuantStudio 6 Flex_Thermo Fisher | MNI | SARS coronavirus 2 N gene | PrThr | Pt | Respiratory | Ord | Probe.amp.tar.CDC primer-probe set N1 | 20210901 | 2.69
20211027 | The LOINC code 94756-4 was incorrect -- it was for a respiratory specimen. The new LOINC code is 96448-6^SARS-CoV-2 (COVID-19) N gene [Presence] in Saliva (oral fluid) by Nucleic acid amplification using CDC primer-probe set N1 | Yale School of Public Health, Department of Epidemiology of Microbial Diseases | LDT: SalivaDirect for use with DTC Kits* | 2019-nCoV_N1 | saliva specimens (258560004^Oral saliva sample^SCT) | Positive (260373001^Detected^SCT) Negative (260415000^Not Detected^SCT) Invalid (455371000124106^Invalid result^SCT or 125154007^Specimen unsatisfactory for evaluation^SCT) | 94756-4 | SARS-CoV-2 (COVID-19) N gene [Presence] in Respiratory specimen by Nucleic acid amplification using CDC primer-probe set N1 | 94756-4 | SARS-CoV-2 (COVID-19) N gene [Presence] in Respiratory specimen by Nucleic acid amplification using CDC primer-probe set N1 | Testing is limited to laboratories designated by the Yale School of Public Health, Department of Epidemiology of Microbial Diseases, that includes the Clinical Molecular Diagnostics Laboratory, Department of Pathology, Yale School of Medicine, located at 310 Cedar St., New Haven, CT 06510, that are also certified under the Clinical Laboratory Improvement Amendments of 1988 (CLIA), 42 U.S.C. §263a and meet the requirements to perform high complexity tests. |  |  | SalivaDirect for use with DTC Kits_Yale School of Public Health, Department of Epidemiology of Microbial Diseases | EUA | ABI QuantStudio 7 Pro_Thermo Fisher | MNI | SARS coronavirus 2 N gene | PrThr | Pt | Respiratory | Ord | Probe.amp.tar.CDC primer-probe set N1 | 20210901 | 2.69
20211027 | The LOINC code 94756-4 was incorrect -- it was for a respiratory specimen. The new LOINC code is 96448-6^SARS-CoV-2 (COVID-19) N gene [Presence] in Saliva (oral fluid) by Nucleic acid amplification using CDC primer-probe set N1 | Yale School of Public Health, Department of Epidemiology of Microbial Diseases | LDT: SalivaDirect for use with DTC Kits* | 2019-nCoV_N1 | saliva specimens (258560004^Oral saliva sample^SCT) | Positive (260373001^Detected^SCT) Negative (260415000^Not Detected^SCT) Invalid (455371000124106^Invalid result^SCT or 125154007^Specimen unsatisfactory for evaluation^SCT) | 94756-4 | SARS-CoV-2 (COVID-19) N gene [Presence] in Respiratory specimen by Nucleic acid amplification using CDC primer-probe set N1 | 94756-4 | SARS-CoV-2 (COVID-19) N gene [Presence] in Respiratory specimen by Nucleic acid amplification using CDC primer-probe set N1 | Testing is limited to laboratories designated by the Yale School of Public Health, Department of Epidemiology of Microbial Diseases, that includes the Clinical Molecular Diagnostics Laboratory, Department of Pathology, Yale School of Medicine, located at 310 Cedar St., New Haven, CT 06510, that are also certified under the Clinical Laboratory Improvement Amendments of 1988 (CLIA), 42 U.S.C. §263a and meet the requirements to perform high complexity tests. |  |  | SalivaDirect for use with DTC Kits_Yale School of Public Health, Department of Epidemiology of Microbial Diseases | EUA | ABI QuantStudio 7 Flex_Thermo Fisher | MNI | SARS coronavirus 2 N gene | PrThr | Pt | Respiratory | Ord | Probe.amp.tar.CDC primer-probe set N1 | 20210901 | 2.69
20211027 | The LOINC code 94756-4 was incorrect -- it was for a respiratory specimen. The new LOINC code is 96448-6^SARS-CoV-2 (COVID-19) N gene [Presence] in Saliva (oral fluid) by Nucleic acid amplification using CDC primer-probe set N1 | Yale School of Public Health, Department of Epidemiology of Microbial Diseases | LDT: SalivaDirect for use with DTC Kits* | 2019-nCoV_N1 | saliva specimens (258560004^Oral saliva sample^SCT) | Positive (260373001^Detected^SCT) Negative (260415000^Not Detected^SCT) Invalid (455371000124106^Invalid result^SCT or 125154007^Specimen unsatisfactory for evaluation^SCT) | 94756-4 | SARS-CoV-2 (COVID-19) N gene [Presence] in Respiratory specimen by Nucleic acid amplification using CDC primer-probe set N1 | 94756-4 | SARS-CoV-2 (COVID-19) N gene [Presence] in Respiratory specimen by Nucleic acid amplification using CDC primer-probe set N1 | Testing is limited to laboratories designated by the Yale School of Public Health, Department of Epidemiology of Microbial Diseases, that includes the Clinical Molecular Diagnostics Laboratory, Department of Pathology, Yale School of Medicine, located at 310 Cedar St., New Haven, CT 06510, that are also certified under the Clinical Laboratory Improvement Amendments of 1988 (CLIA), 42 U.S.C. §263a and meet the requirements to perform high complexity tests. |  |  | SalivaDirect for use with DTC Kits_Yale School of Public Health, Department of Epidemiology of Microbial Diseases | EUA | ABI QuantStudio 12K Flex_Thermo Fisher | MNI | SARS coronavirus 2 N gene | PrThr | Pt | Respiratory | Ord | Probe.amp.tar.CDC primer-probe set N1 | 20210901 | 2.69
20211027 | The LOINC code 94756-4 was incorrect -- it was for a respiratory specimen. The new LOINC code is 96448-6^SARS-CoV-2 (COVID-19) N gene [Presence] in Saliva (oral fluid) by Nucleic acid amplification using CDC primer-probe set N1 | Yale School of Public Health, Department of Epidemiology of Microbial Diseases | LDT: SalivaDirect for use with DTC Kits* | 2019-nCoV_N1 | saliva specimens (258560004^Oral saliva sample^SCT) | Positive (260373001^Detected^SCT) Negative (260415000^Not Detected^SCT) Invalid (455371000124106^Invalid result^SCT or 125154007^Specimen unsatisfactory for evaluation^SCT) | 94756-4 | SARS-CoV-2 (COVID-19) N gene [Presence] in Respiratory specimen by Nucleic acid amplification using CDC primer-probe set N1 | 94756-4 | SARS-CoV-2 (COVID-19) N gene [Presence] in Respiratory specimen by Nucleic acid amplification using CDC primer-probe set N1 | Testing is limited to laboratories designated by the Yale School of Public Health, Department of Epidemiology of Microbial Diseases, that includes the Clinical Molecular Diagnostics Laboratory, Department of Pathology, Yale School of Medicine, located at 310 Cedar St., New Haven, CT 06510, that are also certified under the Clinical Laboratory Improvement Amendments of 1988 (CLIA), 42 U.S.C. §263a and meet the requirements to perform high complexity tests. |  |  | SalivaDirect for use with DTC Kits_Yale School of Public Health, Department of Epidemiology of Microbial Diseases | EUA | ABI QuantStudio Dx_Thermo Fisher | MNI | SARS coronavirus 2 N gene | PrThr | Pt | Respiratory | Ord | Probe.amp.tar.CDC primer-probe set N1 | 20210901 | 2.69
20211027 | The LOINC code 94756-4 was incorrect -- it was for a respiratory specimen. The new LOINC code is 96448-6^SARS-CoV-2 (COVID-19) N gene [Presence] in Saliva (oral fluid) by Nucleic acid amplification using CDC primer-probe set N1 | Yale School of Public Health, Department of Epidemiology of Microbial Diseases | LDT: SalivaDirect for use with DTC Kits* | 2019-nCoV_N1 | saliva specimens (258560004^Oral saliva sample^SCT) | Positive (260373001^Detected^SCT) Negative (260415000^Not Detected^SCT) Invalid (455371000124106^Invalid result^SCT or 125154007^Specimen unsatisfactory for evaluation^SCT) | 94756-4 | SARS-CoV-2 (COVID-19) N gene [Presence] in Respiratory specimen by Nucleic acid amplification using CDC primer-probe set N1 | 94756-4 | SARS-CoV-2 (COVID-19) N gene [Presence] in Respiratory specimen by Nucleic acid amplification using CDC primer-probe set N1 | Testing is limited to laboratories designated by the Yale School of Public Health, Department of Epidemiology of Microbial Diseases, that includes the Clinical Molecular Diagnostics Laboratory, Department of Pathology, Yale School of Medicine, located at 310 Cedar St., New Haven, CT 06510, that are also certified under the Clinical Laboratory Improvement Amendments of 1988 (CLIA), 42 U.S.C. §263a and meet the requirements to perform high complexity tests. |  |  | SalivaDirect for use with DTC Kits_Yale School of Public Health, Department of Epidemiology of Microbial Diseases | EUA | Liberty16 mobile real time PCR_Ubiquitome | MNI | SARS coronavirus 2 N gene | PrThr | Pt | Respiratory | Ord | Probe.amp.tar.CDC primer-probe set N1 | 20210901 | 2.69
20211027 | The LOINC code 94756-4 was incorrect -- it was for a respiratory specimen. The new LOINC code is 96448-6^SARS-CoV-2 (COVID-19) N gene [Presence] in Saliva (oral fluid) by Nucleic acid amplification using CDC primer-probe set N1 | Yale School of Public Health, Department of Epidemiology of Microbial Diseases | LDT: SalivaDirect for use with DTC Kits* | 2019-nCoV_N1 | saliva specimens (258560004^Oral saliva sample^SCT) | Positive (260373001^Detected^SCT) Negative (260415000^Not Detected^SCT) Invalid (455371000124106^Invalid result^SCT or 125154007^Specimen unsatisfactory for evaluation^SCT) | 94756-4 | SARS-CoV-2 (COVID-19) N gene [Presence] in Respiratory specimen by Nucleic acid amplification using CDC primer-probe set N1 | 94756-4 | SARS-CoV-2 (COVID-19) N gene [Presence] in Respiratory specimen by Nucleic acid amplification using CDC primer-probe set N1 | Testing is limited to laboratories designated by the Yale School of Public Health, Department of Epidemiology of Microbial Diseases, that includes the Clinical Molecular Diagnostics Laboratory, Department of Pathology, Yale School of Medicine, located at 310 Cedar St., New Haven, CT 06510, that are also certified under the Clinical Laboratory Improvement Amendments of 1988 (CLIA), 42 U.S.C. §263a and meet the requirements to perform high complexity tests. |  |  | SalivaDirect for use with DTC Kits_Yale School of Public Health, Department of Epidemiology of Microbial Diseases | EUA | qTower3_Analytik Jena GmbH | MNI | SARS coronavirus 2 N gene | PrThr | Pt | Respiratory | Ord | Probe.amp.tar.CDC primer-probe set N1 | 20210901 | 2.69
20211013 | The SNOMED-CT code for multiple Vendor Specimen saliva terms have changed based on input from SNOMED International. "Oral saliva (258560004^Oral saliva sample^SCT)" should have been used to identify the specimen is from oral saliva. Previous mappings erroneously identified the specimen type as being obtained directly from the salivary gland "(119342007^Saliva specimen^SCT)" | 3B Blackbio Biotech India | TRUPCR SARS-CoV-2 Kit* | SARS-CoV-2 Result Interpretation | saliva specimens (119342007^Saliva specimen^SCT) | SARS-CoV-2 Positive (260373001^Detected^SCT) SARS-CoV-2 Presumptive Positive (720735008^Presumptive positive^SCT) SARS-CoV-2 Negative (260415000^Not detected^SCT) Invalid (455371000124106^Invalid result^SCT or 125154007^Specimen unsatisfactory for evaluation^SCT) | 94845-5 | SARS-CoV-2 (COVID-19) RNA [Presence] in Saliva (oral fluid) by NAA with probe detection | 95826-4 | SARS-CoV-2 (COVID-19) RNA panel - Saliva (oral fluid) by NAA with probe detection |  |  |  | TRUPCR SARS-CoV-2 Kit_3B Blackbio Biotech India Ltd., a subsidiary of Kilpest India Ltd. | EUA |  |  | SARS coronavirus 2 RNA | PrThr | Pt | Saliva | Ord | Probe.amp.tar | 20210811 | 2.69 | 1130
20211013 | The SNOMED-CT code for multiple Vendor Specimen saliva terms have changed based on input from SNOMED International. "Oral saliva (258560004^Oral saliva sample^SCT)" should have been used to identify the specimen is from oral saliva. Previous mappings erroneously identified the specimen type as being obtained directly from the salivary gland "(119342007^Saliva specimen^SCT)" | Ambry Genetics Laboratory | LDT: Ambry COVID-19 RT-PCR Test* | SARS-CoV-2 Result | saliva specimens(119342007^Saliva specimen^SCT) | INVALID (455371000124106^Invalid result^SCT or 125154007^Specimen unsatisfactory for evaluation^SCT) SARS-CoV-2 Not Detected (260415000^Not Detected^SCT) Positive SARSCoV-2 (260415000^Not Detected^SCT) | 94845-5 | SARS-CoV-2 (COVID-19) RNA [Presence] in Saliva (oral fluid) by NAA with probe detection | 95826-4 | SARS-CoV-2 (COVID-19) RNA panel - Saliva (oral fluid) by NAA with probe detection | Testing is limited to Ambry Genetics Laboratory located at 7 Argonaut, Aliso Viejo, CA 92656, which is certified under Clinical Laboratory Improvement Amendments of 1988 (CLIA), 42 U.S.C. §263a, and meets requirements to perform high complexity tests. |  |  | Ambry COVID-19 RT-PCR Test_Ambry Genetics Laboratory | EUA |  |  | SARS coronavirus 2 RNA | PrThr | Pt | Saliva | Ord | Probe.amp.tar | 20210127 | 2.68 | 911
20211013 | The SNOMED-CT code for multiple Vendor Specimen saliva terms have changed based on input from SNOMED International. "Oral saliva (258560004^Oral saliva sample^SCT)" should have been used to identify the specimen is from oral saliva. Previous mappings erroneously identified the specimen type as being obtained directly from the salivary gland "(119342007^Saliva specimen^SCT)" | Clinical Reference Laboratory, Inc. | LDT: CRL Rapid Response* | SARS-CoV-2 Result Interpretation | saliva specimens (119342007^Saliva specimen^SCT) | positive (260373001^Detected^SCT) negative (260415000^Not Detected^SCT) invalid (455371000124106^Invalid result^SCT or 125154007^Specimen unsatisfactory for evaluation^SCT) | 96091-4 | SARS-CoV-2 (COVID-19) RdRp gene [Presence] in Saliva (oral fluid) by NAA with probe detection | 96091-4 | SARS-CoV-2 (COVID-19) RdRp gene [Presence] in Saliva (oral fluid) by NAA with probe detection | Testing is limited to Clinical Reference Laboratory, Inc, located at 8433 Quivira Rd., Lenexa, KS 66215 |  |  | CRL Rapid Response_Clinical Reference Laboratory, Inc. | EUA |  |  | SARS coronavirus 2 RdRp gene | PrThr | Pt | Saliva | Ord | Probe.amp.tar | 20210707 | 2.69 | 555
20211013 | The SNOMED-CT code for multiple Vendor Specimen saliva terms have changed based on input from SNOMED International. "Oral saliva (258560004^Oral saliva sample^SCT)" should have been used to identify the specimen is from oral saliva. Previous mappings erroneously identified the specimen type as being obtained directly from the salivary gland "(119342007^Saliva specimen^SCT)" | DxTerity Diagnostics, Inc. | LDT: DxTerity SARS-CoV-2 RT PCR CE Test* | SARS-CoV-2 Result | saliva (119342007^Saliva specimen^SCT) | INVALID RESULT (455371000124106^Invalid result^SCT or 125154007^Specimen unsatisfactory for evaluation^SCT) POSITIVE (260373001^Detected^SCT) NEGATIVE (260415000^Not Detected^SCT) INDETERMINATE (82334004^Indeterminate^SCT) | 94845-5 | SARS-CoV-2 (COVID-19) RNA [Presence] in Saliva (oral fluid) by NAA with probe detection | 95826-4 | SARS-CoV-2 (COVID-19) RNA panel - Saliva (oral fluid) by NAA with probe detection | The DxTerity SARS-CoV-2 RT-PCR CE Test is an end point reverse transcription polymerase chain reaction (RT-PCR) test followed by detection with capillary electrophoresis (CE) |  |  | DxTerity SARS-CoV-2 RT PCR CE Test_DxTerity Diagnostics, Inc. | EUA |  |  | SARS coronavirus 2 RNA | PrThr | Pt | Saliva | Ord | Probe.amp.tar | 20200925 | 2.68 | 660
20211013 | The SNOMED-CT code for multiple Vendor Specimen saliva terms have changed based on input from SNOMED International. "Oral saliva (258560004^Oral saliva sample^SCT)" should have been used to identify the specimen is from oral saliva. Previous mappings erroneously identified the specimen type as being obtained directly from the salivary gland "(119342007^Saliva specimen^SCT)" | DxTerity Diagnostics, Inc. | LDT: DxTerity SARS-CoV-2 RT-PCR Test | SARS-CoV-2 Result Interpretation | saliva (119342007^Saliva specimen^SCT) | Negative (260415000^Not Detected^SCT) Positive (260373001^Detected^SCT) inconclusive (419984006^Inconclusive^SCT) | 94845-5 | SARS-CoV-2 (COVID-19) RNA [Presence] in Saliva (oral fluid) by NAA with probe detection | 95826-4 | SARS-CoV-2 (COVID-19) RNA panel - Saliva (oral fluid) by NAA with probe detection | Testing is limited to the DxTerity Diagnostics, Inc. laboratory located at 19500 S. Rancho Way, Suite 116, Rancho Dominquez, California 90220 |  |  | DxTerity SARS-CoV-2 RT-PCR Test_DxTerity Diagnostics, Inc. | EUA |  |  | SARS coronavirus 2 RNA | PrThr | Pt | Saliva | Ord | Probe.amp.tar | 20200925 | 2.68 | 632
20211013 | The SNOMED-CT code for multiple Vendor Specimen saliva terms have changed based on input from SNOMED International. "Oral saliva (258560004^Oral saliva sample^SCT)" should have been used to identify the specimen is from oral saliva. Previous mappings erroneously identified the specimen type as being obtained directly from the salivary gland "(119342007^Saliva specimen^SCT)" | Express Gene LLC, DBA: Express Gene Molecular Diagnostics Laboratory | LDT: Express Gene 2019-nCoV RT-PCR Diagnostic Panel* | SARS-CoV-2 RNA | saliva specimens (119342007^Saliva specimen^SCT) | SARS-CoV-2 detected (260373001^Detected^SCT) SARS-CoV-2not detected (260415000^Not detected^SCT) | 94845-5 | SARS-CoV-2 (COVID-19) RNA [Presence] in Saliva (oral fluid) by NAA with probe detection | 94845-5 | SARS-CoV-2 (COVID-19) RNA [Presence] in Saliva (oral fluid) by NAA with probe detection |  |  |  | Express Gene 2019-nCoV RT-PCR Diagnostic Panel_Express Gene LLC, DBA: Express Gene Molecular Diagnostics Laboratory | EUA |  |  | SARS coronavirus 2 RNA | PrThr | Pt | Saliva | Ord | Probe.amp.tar | 20210811 | 2.69 | 1151
20211013 | The SNOMED-CT code for multiple Vendor Specimen saliva terms have changed based on input from SNOMED International. "Oral saliva (258560004^Oral saliva sample^SCT)" should have been used to identify the specimen is from oral saliva. Previous mappings erroneously identified the specimen type as being obtained directly from the salivary gland "(119342007^Saliva specimen^SCT)" | Fluidigm Corporation | Advanta Dx SARS-CoV-2 RT-PCR Assay* | SARS-CoV-2 Sample Interpretation | saliva specimens (119342007^Saliva specimen^SCT) | Positive (260373001^Detected^SCT) Negative (260415000^Not Detected^SCT) No Template (125154007^Specimen unsatisfactory for evaluation^SCT) Inconclusive (419984006^Inconclusive^SCT) | 95425-5 | SARS-CoV-2 (COVID-19) N gene [Presence] in Saliva (oral fluid) by NAA with probe detection | 95826-4 | SARS-CoV-2 (COVID-19) RNA panel - Saliva (oral fluid) by NAA with probe detection |  |  |  | Advanta Dx SARS-CoV-2 RT-PCR Assay_Fluidigm Corporation | EUA |  |  | SARS coronavirus 2 N gene | PrThr | Pt | Saliva | Ord | Probe.amp.tar | 20200925 | 2.69-pre | 650
20211013 | The SNOMED-CT code for multiple Vendor Specimen saliva terms have changed based on input from SNOMED International. "Oral saliva (258560004^Oral saliva sample^SCT)" should have been used to identify the specimen is from oral saliva. Previous mappings erroneously identified the specimen type as being obtained directly from the salivary gland "(119342007^Saliva specimen^SCT)" | Gravity Diagnostics, LLC | LDT: Gravity Diagnostics SARS-CoV-2 RT-PCR Assay* | SARS-CoV-2 Result Interpretation | saliva specimens (119342007^Saliva specimen^SCT) | Invalid (455371000124106^Invalid result^SCT or 125154007^Specimen unsatisfactory for evaluation^SCT) SARS-CoV-2 Not Detected (260415000^Not Detected^SCT) SARS-CoV-2 Inconclusive (419984006^Inconclusive^SCT) SARS-CoV-2 Positive (260373001^Detected^SCT) | 94845-5 | SARS-CoV-2 (COVID-19) RNA [Presence] in Saliva (oral fluid) by NAA with probe detection | 95826-4 | SARS-CoV-2 (COVID-19) RNA panel - Saliva (oral fluid) by NAA with probe detection | Testing is limited to Gravity Diagnostics, LLC, located at 632 Russell Street, Covington, KY 41011 and 812 Russell Street, Covington, KY 41011, which are certified under the Clinical Laboratory Improvement Amendments of 1988 (CLIA), 42 U.S.C. §263a, and meet requirements to perform high complexity tests. |  |  | Gravity Diagnostics SARS-CoV-2 RT-PCR Assay_Gravity Diagnostics, LLC | EUA |  |  | SARS coronavirus 2 RNA | PrThr | Pt | Saliva | Ord | Probe.amp.tar | 20210908 | 2.68 | 854
20211013 | The SNOMED-CT code for multiple Vendor Specimen saliva terms have changed based on input from SNOMED International. "Oral saliva (258560004^Oral saliva sample^SCT)" should have been used to identify the specimen is from oral saliva. Previous mappings erroneously identified the specimen type as being obtained directly from the salivary gland "(119342007^Saliva specimen^SCT)" | Infinity BiologiX LLC | LDT: Infinity BiologiX TaqPath SARS-CoV-2 Assay* | SARS-CoV-2 Result Interpretation | saliva (119342007^Saliva specimen^SCT) | Negative (260415000^Not Detected^SCT) Positive (260373001^Detected^SCT) inconclusive (419984006^Inconclusive^SCT) | 94845-5 | SARS-CoV-2 (COVID-19) RNA [Presence] in Saliva (oral fluid) by NAA with probe detection | 95826-4 | SARS-CoV-2 (COVID-19) RNA panel - Saliva (oral fluid) by NAA with probe detection |  |  |  | Infinity BiologiX TaqPath SARS-CoV-2 Assay_Infinity BiologiX LLC | EUA |  |  | SARS coronavirus 2 RNA | PrThr | Pt | Saliva | Ord | Probe.amp.tar | 20201021 | 2.68 | 145
20211013 | The SNOMED-CT code for multiple Vendor Specimen saliva terms have changed based on input from SNOMED International. "Oral saliva (258560004^Oral saliva sample^SCT)" should have been used to identify the specimen is from oral saliva. Previous mappings erroneously identified the specimen type as being obtained directly from the salivary gland "(119342007^Saliva specimen^SCT)" | Life Technologies Corporation (a part of Thermo Fisher Scientific Inc.) | TaqPath COVID-19 Fast PCR Combo Kit 2.0* | SARS-CoV-2 RNA Assessment | saliva (119342007^Saliva specimen^SCT) | SARS-CoV-2 Detected (260373001^Detected^SCT) SARS-CoV-2 Not Detected (260415000^Not Detected^SCT) SARS-CoV2 Inconclusive (419984006^Inconclusive^SCT) Invalid (455371000124106^Invalid result^SCT or 125154007^Specimen unsatisfactory for evaluation^SCT) | 94845-5 | SARS-CoV-2 (COVID-19) RNA [Presence] in Saliva (oral fluid) by NAA with probe detection | 95826-4 | SARS-CoV-2 (COVID-19) RNA panel - Saliva (oral fluid) by NAA with probe detection |  |  |  | TaqPath COVID-19 Fast PCR Combo Kit 2.0_Life Technologies Corporation (a part of Thermo Fisher Scientific Inc.) | EUA |  |  | SARS coronavirus 2 RNA | PrThr | Pt | Saliva | Ord | Probe.amp.tar | 20210811 | 2.69 | 1182
20211013 | The SNOMED-CT code for multiple Vendor Specimen saliva terms have changed based on input from SNOMED International. "Oral saliva (258560004^Oral saliva sample^SCT)" should have been used to identify the specimen is from oral saliva. Previous mappings erroneously identified the specimen type as being obtained directly from the salivary gland "(119342007^Saliva specimen^SCT)" | NeuMoDx Molecular, Inc. | NeuMoDx SARS-CoV-2 Assay* | SARS-CoV2 Result Interpretation | saliva (119342007^Saliva specimen^SCT) | SARS-CoV-2 RNA detected (260373001^Detected^SCT) SARS-CoV-2 RNA not detected (260415000^Not detected^SCT) All target results were invalid(455371000124106^Invalid result^SCT or 125154007^Specimen unsatisfactory for evaluation^SCT) | 94845-5 | SARS-CoV-2 (COVID-19) RNA [Presence] in Saliva (oral fluid) by NAA with probe detection | 95826-4 | SARS-CoV-2 (COVID-19) RNA panel - Saliva (oral fluid) by NAA with probe detection |  |  |  | NeuMoDx SARS-CoV-2 Assay_NeuMoDx Molecular, Inc. | EUA |  |  | SARS coronavirus 2 RNA | PrThr | Pt | Saliva | Ord | Probe.amp.tar | 20210811 | 2.68 | 1146
20211013 | The SNOMED-CT code for multiple Vendor Specimen saliva terms have changed based on input from SNOMED International. "Oral saliva (258560004^Oral saliva sample^SCT)" should have been used to identify the specimen is from oral saliva. Previous mappings erroneously identified the specimen type as being obtained directly from the salivary gland "(119342007^Saliva specimen^SCT)" | P23 Labs | TaqPath SARS-CoV-2 Assay* | SARS-CoV-2 RNA | saliva (119342007^Saliva specimen^SCT) | Positive(260373001^Detected^SCT) Negative (260415000^Not detected^SCT) Inconclusive (419984006^Inconclusive^SCT) | 94845-5 | SARS coronavirus 2 RNA [Presence] in Saliva (oral fluid) by NAA with probe detection | 94845-5 | SARS coronavirus 2 RNA [Presence] in Saliva (oral fluid) by NAA with probe detection |  |  |  | P23 Labs TaqPath SARS-CoV-2 Assay_P23 Labs, LLC. | EUA |  |  | SARS coronavirus 2 RNA | PrThr | Pt | Saliva | Ord | Probe.amp.tar | 20201118 | 2.68 | 324
20211013 | The SNOMED-CT code for multiple Vendor Specimen saliva terms have changed based on input from SNOMED International. "Oral saliva (258560004^Oral saliva sample^SCT)" should have been used to identify the specimen is from oral saliva. Previous mappings erroneously identified the specimen type as being obtained directly from the salivary gland "(119342007^Saliva specimen^SCT)" | PerkinElmer | PerkinElmer New Coronavirus Nucleic Acid Detection Kit test* | SARS-CoV-2 Result Interpretation | saliva (119342007^Saliva specimen^SCT) | SARS-CoV-2 detected (260373001^Detected^SCT) SARS-CoV-2 not detected (260415000^Not detected^SCT) Invalid Result (455371000124106^Invalid result^SCT or 125154007^Specimen unsatisfactory for evaluation^SCT) | 94845-5 | SARS-CoV-2 (COVID-19) RNA [Presence] in Saliva (oral fluid) by NAA with probe detection | 95826-4 | SARS-CoV-2 (COVID-19) RNA panel - Saliva (oral fluid) by NAA with probe detection |  |  |  | PerkinElmer New Coronavirus Nucleic Acid Detection Kit_PerkinElmer, Inc. | EUA |  |  | SARS coronavirus 2 RNA | PrThr | Pt | Saliva | Ord | Probe.amp.tar | 20210811 | 2.69 | 1142
20211013 | The SNOMED-CT code for multiple Vendor Specimen saliva terms have changed based on input from SNOMED International. "Oral saliva (258560004^Oral saliva sample^SCT)" should have been used to identify the specimen is from oral saliva. Previous mappings erroneously identified the specimen type as being obtained directly from the salivary gland "(119342007^Saliva specimen^SCT)" | Phosphorus Diagnostics LLC | LDT: Phosphorous COVID19 RT-qPCR Test DTC* | SARS-CoV-2 RNA Result Interpretation | saliva specimens (119342007^Saliva specimen^SCT) | SARS-CoV-2 detected (260373001^Detected^SCT) Inconclusive results (419984006^Inconclusive^SCT) SARS-CoV-2 not detected (260415000^Not Detected^SCT) Invalid results (455371000124106^Invalid result^SCT or 125154007^Specimen unsatisfactory for evaluation^SCT) | 94845-5 | SARS-CoV-2 (COVID-19) RNA [Presence] in Saliva (oral fluid) by NAA with probe detection | 95826-4 | SARS-CoV-2 (COVID-19) RNA panel - Saliva (oral fluid) by NAA with probe detection | Testing is limited to laboratories designated by Phosphorus Diagnostics LLC that are certified under the Clinical Laboratory Improvement Amendments of 1988 (CLIA), 42 U.S.C. §263a, and meet requirements to perform high-complexity tests. |  |  | Phosphorous COVID19 RT-qPCR Test DTC_Phosphorus Diagnostics LLC | EUA |  |  | SARS coronavirus 2 RNA | PrThr | Pt | Saliva | Ord | Probe.amp.tar | 20210908 | 2.69 | 1177
20211013 | The SNOMED-CT code for multiple Vendor Specimen saliva terms have changed based on input from SNOMED International. "Oral saliva (258560004^Oral saliva sample^SCT)" should have been used to identify the specimen is from oral saliva. Previous mappings erroneously identified the specimen type as being obtained directly from the salivary gland "(119342007^Saliva specimen^SCT)" | Phosphorus Diagnostics LLC | Phosphorus COVID-19 RT-qPCR Test | SARS-CoV-2 RNA Result Interpretation | saliva (119342007^Saliva specimen^SCT) | Positive (260373001^Detected^SCT) Negative (260415000^Not detected^SCT) Inconclusive (419984006^Inconclusive^SCT) Invalid (455371000124106^Invalid result^SCT) | 95425-5 | SARS-CoV-2 (COVID19) N gene [Presence] in Saliva (oral fluid) by NAA with probe detection | 95425-5 | SARS-CoV-2 (COVID-19) N gene [Presence] in Saliva (oral fluid) by NAA with probe detection | Testing is limited to Phosphorus Diagnostics LLC in Secaucus, NJ |  |  | Phosphorus COVID-19 RT-qPCR Test_Phosphorus Diagnostics LLC | EUA |  |  | SARS coronavirus 2 N gene | PrThr | Pt | Saliva | Ord | Probe.amp.tar | 20201021 | 2.69-pre | 360
20211013 | The SNOMED-CT code for multiple Vendor Specimen saliva terms have changed based on input from SNOMED International. "Oral saliva (258560004^Oral saliva sample^SCT)" should have been used to identify the specimen is from oral saliva. Previous mappings erroneously identified the specimen type as being obtained directly from the salivary gland "(119342007^Saliva specimen^SCT)" | Quadrant Biosciences Inc. | Clarifi COVID-19 Test Kit* | Result | saliva swab (119342007^Saliva specimen^SCT) | Positive for SARS-CoV-2 (260373001^Detected^SCT) SARS-CoV-2 presumptive positive (720735008^Presumptive positive^SCT) Negative for SARS-CoV-2 (260415000^Not Detected^SCT) Invalid (455371000124106^Invalid result^SCT or 125154007^Specimen unsatisfactory for evaluation^SCT) | 96091-4 | SARS-CoV-2 (COVID-19) RdRp gene [Presence] in Saliva (oral fluid) by NAA with probe detection | 96091-4 | SARS-CoV-2 (COVID-19) RdRp gene [Presence] in Saliva (oral fluid) by NAA with probe detection |  |  |  | Clarifi COVID-19 Test Kit_Quadrant Biosciences Inc. | EUA |  |  | SARS coronavirus 2 RdRp gene | PrThr | Pt | Saliva | Ord | Probe.amp.tar | 20201028 | 2.69-pre | 730
20211013 | The SNOMED-CT code for multiple Vendor Specimen saliva terms have changed based on input from SNOMED International. "Oral saliva (258560004^Oral saliva sample^SCT)" should have been used to identify the specimen is from oral saliva. Previous mappings erroneously identified the specimen type as being obtained directly from the salivary gland "(119342007^Saliva specimen^SCT)" | Rheonix Inc. | Rheonix COVID-19 MDx Assay* | SARS-CoV-2 Result Interpretation | saliva specimens (119342007^Saliva specimen^SCT) | Positive SARS-CoV-2 (260373001^Detected^SCT) Negative SARS-CoV-2 (260415000^Not Detected^SCT) Indeterminate (455371000124106^Invalid result^SCT or 125154007^Specimen unsatisfactory for evaluation^SCT) | 96448-6 | SARS-CoV-2 (COVID-19) N gene [Presence] in Saliva (oral fluid) by Nucleic acid amplification using CDC primer-probe set N1 | 96448-6 | SARS-CoV-2 (COVID-19) N gene [Presence] in Saliva (oral fluid) by Nucleic acid amplification using CDC primer-probe set N1 |  |  |  | Rheonix COVID-19 MDx Assay_Rheonix, Inc. | EUA |  |  | SARS coronavirus 2 N gene | PrThr | Pt | Saliva | Ord | Probe.amp.tar.CDC primer-probe set N1 | 20210811 | 2.69 | 1150
20211013 | The SNOMED-CT code for multiple Vendor Specimen saliva terms have changed based on input from SNOMED International. "Oral saliva (258560004^Oral saliva sample^SCT)" should have been used to identify the specimen is from oral saliva. Previous mappings erroneously identified the specimen type as being obtained directly from the salivary gland "(119342007^Saliva specimen^SCT)" | Southern California Permanente Medical Group | LDT: Kaiser Permanente High Throughput SARS-CoV-2 Assay* | SARS-CoV-2 RNA Result | saliva (119342007^Saliva specimen^SCT) | NA (455371000124106^Invalid result^SCT or 125154007^Specimen unsatisfactory for evaluation^SCT) SARS-CoV-2 Not Detected (260415000^Not Detected^SCT) SARS-CoV-2 Inconclusive (419984006^Inconclusive^SCT) Positive SARS-CoV-2 (260373001^Detected^SCT) | 94845-5 | SARS-CoV-2 (COVID-19) RNA [Presence] in Saliva (oral fluid) by NAA with probe detection | 95826-4 | SARS-CoV-2 (COVID-19) RNA panel - Saliva (oral fluid) by NAA with probe detection | Testing is limited to the Southern California Permanente Medical Group - Regional Reference Laboratory (SCPMG-RRL) located at 13000 Peyton Drive, Chino Hills, CA 91709 which is certified under Clinical Laboratory Improvement Amendments of 1988 (CLIA), 42 U.S.C. §263a, and meets requirements to perform high complexity tests. |  |  | Kaiser Permanente High Throughput SARS-CoV-2 Assay_Southern California Permanente Medical Group | EUA |  |  | SARS coronavirus 2 RNA | PrThr | Pt | Saliva | Ord | Probe.amp.tar | 20210428 | 2.69 | 1070
20211013 | The SNOMED-CT code for multiple Vendor Specimen saliva terms have changed based on input from SNOMED International. "Oral saliva (258560004^Oral saliva sample^SCT)" should have been used to identify the specimen is from oral saliva. Previous mappings erroneously identified the specimen type as being obtained directly from the salivary gland "(119342007^Saliva specimen^SCT)" | The Mount Sinai Hospital, Center for Clinical Laboratories | LDT: Mount Sinai SARS-CoV-2 Assay* | SARS-CoV-2 Result Interpretation | saliva specimens (119342007^Saliva specimen^SCT) | SARS-CoV-2 not detected (260415000^Not Detected^SCT) SARS-CoV-2 detected (260373001^Detected^SCT) Invalid result, specimen needs to be re-tested from re-extraction or re-collected from patient for test (455371000124106^Invalid result^SCT or 125154007^Specimen unsatisfactory for evaluation^SCT) | 94845-5 | SARS-CoV-2 (COVID-19) RNA [Presence] in Saliva (oral fluid) by NAA with probe detection | 95826-4 | SARS-CoV-2 (COVID-19) RNA panel - Saliva (oral fluid) by NAA with probe detection | Testing is limited to Mount Sinai COVID Laboratory, located at 281 First Avenue, 12th Floor Dazian Building, Room 1201, New York, NY 10003 |  |  | Mount Sinai SARS-CoV-2 Assay_The Mount Sinai Hospital, Center for Clinical Laboratories | EUA |  |  | SARS coronavirus 2 RNA | PrThr | Pt | Saliva | Ord | Probe.amp.tar | 20210901 | 2.69 | 1209
20211013 | The SNOMED-CT code for multiple Vendor Specimen saliva terms have changed based on input from SNOMED International. "Oral saliva (258560004^Oral saliva sample^SCT)" should have been used to identify the specimen is from oral saliva. Previous mappings erroneously identified the specimen type as being obtained directly from the salivary gland "(119342007^Saliva specimen^SCT)" | University of Illinois Office of the Vice President for Economic Development and Innovation | LDT: covidSHIELD* | SARS-CoV-2 RNA Interpretation | saliva specimens (119342007^Saliva specimen^SCT) | Negative (260415000^Not Detected^SCT) Positive (260373001^Detected^SCT) Inconclusive (419984006^Inconclusive^SCT) Invalid (455371000124106^Invalid result^SCT or 125154007^Specimen unsatisfactory for evaluation^SCT) | 94845-5 | SARS-CoV-2 (COVID-19) RNA [Presence] in Saliva (oral fluid) by NAA with probe detection | 95826-4 | SARS-CoV-2 (COVID-19) RNA panel - Saliva (oral fluid) by NAA with probe detection | Testing is limited to laboratories designated by the University of Illinois Office of the Vice President for Economic Development and Innovation, that includes the University of Illinois Veterinary Diagnostic Laboratory, University of Illinois Urbana Champaign School of Veterinary Medicine, located at 2001 S. Lincoln Ave, Urbana, IL 61802, that are also certified under the Clinical Laboratory Improvement Amendments of 1988 (CLIA), 42 U.S.C. §263a, and meet requirements to perform high complexity tests. |  |  | covidSHIELD_University of Illinois Office of the Vice President for Economic Development and Innovation* | EUA |  |  | SARS coronavirus 2 RNA | PrThr | Pt | Saliva | Ord | Probe.amp.tar | 20210303 | 2.69 | 945
20211013 | The SNOMED-CT code for multiple Vendor Specimen saliva terms have changed based on input from SNOMED International. "Oral saliva (258560004^Oral saliva sample^SCT)" should have been used to identify the specimen is from oral saliva. Previous mappings erroneously identified the specimen type as being obtained directly from the salivary gland "(119342007^Saliva specimen^SCT)" | Wadsworth Center, New York State Department of Public Health | New York SARS-CoV-2 Real-time Reverse Transcriptase (RT)-PCR Diagnostic Panel* | SARS-CoV-2 Result Interpretation | Nasopharyngeal Swab (258500001^Nasopharyngeal swab^SCT) oropharyngeal swabs (258529004^Throat swab^SCT) 433801000124107^Nasopharyngeal and oropharyngeal swab^SCT sputum (119334006^Sputum specimen^SCT) saliva (119342007^Saliva specimen^SCT) nasal swab (445297001^Swab of internal nose^SCT) | Positive SARS-CoV-2 (260373001^Detected^SCT) SARS-CoV-2 Not Detected (260415000^Not detected^SCT) Inconclusive (419984006^Inconclusive^SCT) Invalid (455371000124106^Invalid result^SCT or 125154007^Specimen unsatisfactory for evaluation^SCT) | 94309-2 | SARS Coronavirus 2 RNA [Presence] in Unspecified specimen Qualitative by NAA with probe detection | 94306-8 | SARS Coronavirus 2 RNA panel - Unspecified specimen by NAA with probe detection |  |  |  | New York SARS-CoV-2 Real-time Reverse Transcriptase (RT)-PCR Diagnostic Panel_Wadsworth Center, New York State Department of Public Health | EUA |  |  | SARS Coronavirus 2 RNA | PrThr | PT | XXX | Ord | Probe.amp.tar | 20210811 | 2.68 | 5
20211013 | The SNOMED-CT code for multiple Vendor Specimen saliva terms have changed based on input from SNOMED International. "Oral saliva (258560004^Oral saliva sample^SCT)" should have been used to identify the specimen is from oral saliva. Previous mappings erroneously identified the specimen type as being obtained directly from the salivary gland "(119342007^Saliva specimen^SCT)" | WREN Laboratories LLC | LDT: WREN Laboratories COVID-19 PCR Test DTC* | SARS-CoV-2 viral RNA | saliva specimens (119342007^Saliva specimen^SCT) | Positive (260373001^Detected^SCT) Presumptive Positive (720735008^Presumptive positive^SCT) Negative (260415000^Not Detected^SCT) Invalid (455371000124106^Invalid result^SCT or 125154007^Specimen unsatisfactory for evaluation^SCT) | 94845-5 | SARS-CoV-2 (COVID-19) RNA [Presence] in Saliva (oral fluid) by NAA with probe detection | 95826-4 | SARS-CoV-2 (COVID-19) RNA panel - Saliva (oral fluid) by NAA with probe detection |  |  |  | WREN Laboratories COVID-19 PCR Test DTC_WREN Laboratories LLC | EUA |  |  | SARS coronavirus 2 RNA | PrThr | Pt | Saliva | Ord | Probe.amp.tar | 20210623 | 2.69 | 1104
20211013 | The SNOMED-CT code for multiple Vendor Specimen saliva terms have changed based on input from SNOMED International. "Oral saliva (258560004^Oral saliva sample^SCT)" should have been used to identify the specimen is from oral saliva. Previous mappings erroneously identified the specimen type as being obtained directly from the salivary gland "(119342007^Saliva specimen^SCT)" | Wren Laboratories LLC | LDT: Wren Laboratories COVID-19 PCR Test* | SARS-CoV-2 Result Interpretation | saliva specimens (119342007^Saliva specimen^SCT) | SARS-CoV-2 Detected (260373001^Detected^SCT) SARS-CoV-2 Presumptive Positive (720735008^Presumptive positive^SCT) SARS-CoV-2 Not Detected (260415000^Not Detected^SCT) Invalid test (455371000124106^Invalid result^SCT or 125154007^Specimen unsatisfactory for evaluation^SCT) | 94845-5 | SARS-CoV-2 (COVID-19) RNA [Presence] in Saliva (oral fluid) by NAA with probe detection | 95826-4 | SARS-CoV-2 (COVID-19) RNA panel - Saliva (oral fluid) by NAA with probe detection | Testing is limited to Wren Laboratories located at 688 East Main Street, Branford, CT, 06405 |  |  | Wren Laboratories COVID-19 PCR TEST_Wren Laboratories LLC | EUA |  |  | SARS coronavirus 2 RNA | PrThr | Pt | Saliva | Ord | Probe.amp.tar | 20210811 | 2.69 | 1138
20211013 | The SNOMED-CT code for multiple Vendor Specimen saliva terms have changed based on input from SNOMED International. "Oral saliva (258560004^Oral saliva sample^SCT)" should have been used to identify the specimen is from oral saliva. Previous mappings erroneously identified the specimen type as being obtained directly from the salivary gland "(119342007^Saliva specimen^SCT)" | Yale School of Public Health, Department of Epidemiology of Microbial Diseases | LDT: SalivaDirect for use with DTC Kits* | 2019-nCoV_N1 | saliva specimens (119342007^Saliva specimen^SCT) | Positive (260373001^Detected^SCT) Negative (260415000^Not Detected^SCT) Invalid (455371000124106^Invalid result^SCT or 125154007^Specimen unsatisfactory for evaluation^SCT) | 94756-4 | SARS-CoV-2 (COVID-19) N gene [Presence] in Respiratory specimen by Nucleic acid amplification using CDC primer-probe set N1 | 94756-4 | SARS-CoV-2 (COVID-19) N gene [Presence] in Respiratory specimen by Nucleic acid amplification using CDC primer-probe set N1 | Testing is limited to laboratories designated by the Yale School of Public Health, Department of Epidemiology of Microbial Diseases, that includes the Clinical Molecular Diagnostics Laboratory, Department of Pathology, Yale School of Medicine, located at 310 Cedar St., New Haven, CT 06510, that are also certified under the Clinical Laboratory Improvement Amendments of 1988 (CLIA), 42 U.S.C. §263a and meet the requirements to perform high complexity tests. |  |  | SalivaDirect for use with DTC Kits_Yale School of Public Health, Department of Epidemiology of Microbial Diseases | EUA |  |  | SARS coronavirus 2 N gene | PrThr | Pt | Respiratory | Ord | Probe.amp.tar.CDC primer-probe set N1 | 20210901 | 2.69 | 1222
20211013 | The SNOMED-CT code for multiple Vendor Specimen saliva terms have changed based on input from SNOMED International. "Oral saliva (258560004^Oral saliva sample^SCT)" should have been used to identify the specimen is from oral saliva. Previous mappings erroneously identified the specimen type as being obtained directly from the salivary gland "(119342007^Saliva specimen^SCT)" | Yale School of Public Health, Department of Epidemiology of Microbial Diseases | LDT: SalivaDirect* | SARS-CoV-2 Result Interpretation | saliva (119342007^Saliva specimen^SCT) | Positive (260373001^Detected^SCT) Negative (260415000^Not Detected^SCT) Invalid (455371000124106^Invalid result^SCT or 125154007^Specimen unsatisfactory for evaluation^SCT) | 96448-6 | SARS-CoV-2 (COVID-19) N gene [Presence] in Saliva (oral fluid) by Nucleic acid amplification using CDC primer-probe set N1 | 96448-6 | SARS-CoV-2 (COVID-19) N gene [Presence] in Saliva (oral fluid) by Nucleic acid amplification using CDC primer-probe set N1 | Testing is limited to laboratories designated by the Yale School of Public Health, Department of Epidemiology of Microbial Diseases, that includes the Clinical Molecular Diagnostics Laboratory, Department of Pathology, Yale School of Medicine, located at 310 Cedar St., New Haven, CT 06510 |  |  | SalivaDirect_Yale School of Public Health, Department of Epidemiology of Microbial Diseases | EUA |  |  | SARS coronavirus 2 N gene | PrThr | Pt | Saliva | Ord | Probe.amp.tar.CDC primer-probe set N1 | 20210331 | 2.69 | 621
20210929 | Update specimens: Change Nasal swab to Anterior nasal swab. anterior nasal swab (697989009^Anterior nares swab^SCT) Add Mid-turbinate nasal swab and NP/OP combined swab (871810001^Mid-turbinate nasal swab^SCT) (433801000124107^Nasopharyngeal and oropharyngeal swab^SCT) | Abbott | Alinity m | SARSCoV2 | nasal swab specimens (445297001^Swab of internal nose^SCT) nasopharyngeal swab (258500001^Nasopharyngeal swab^SCT) oropharyngeal swab (258529004^Throat swab^SCT) bronchoalveolar lavage (258607008^Bronchoalveolar lavage fluid sample^SCT) | Positive (260373001^Detected^SCT) Negative (260415000^Not detected^SCT) | 94500-6 | SARS coronavirus 2 RNA [Presence] in Respiratory specimen by NAA with probe detection | 94500-6 | SARS coronavirus 2 RNA [Presence] in Respiratory specimen by NAA with probe detection |  | 3019 | 9N78 | 00884999049222 | DIT | 00884999048034 | DII | SARS coronavirus 2 RNA | PrThr | Pt | Respiratory | Ord | Probe.amp.tar | 20200519 | 2.68 | 292
20210929 | Specimen updated to Anterior nasal swab: (697989009^Anterior nares swab^SCT) | Becton, Dickinson and Company (BD) | BD Veritor System for Rapid Detection of SARS-CoV-2* | SARS-CoV-2 nucleocapsid antigens | nasal swab (445297001^Swab of internal nose^SCT) | Positive Test for SARS-CoV-2 (antigen present) (260373001^Detected^SCT) Presumptive Negative Test for SARS-CoV-2 (no antigen detected) (260415000^Not Detected^SCT) Test Invalid. Repeat the test (455371000124106^Invalid result^SCT or 125154007^Specimen unsatisfactory for evaluation^SCT) | 94558-4 | SARS-CoV-2 (COVID-19) Ag [Presence] in Respiratory specimen by Rapid immunoassay | 94558-4 | SARS-CoV-2 (COVID-19) Ag [Presence] in Respiratory specimen by Rapid immunoassay |  |  |  | BD Veritor System for Rapid Detection of SARS-CoV-2_Becton, Dickinson and Company (BD) | EUA | BD Veritor Plus System_Becton Dickinson | MNI | SARS coronavirus 2 Ag | PrThr | Pt | Respiratory | Ord | IA.rapid | 20200707 | 2.68 | 459
20210929 | (1) Add multiple specimen types: oropharyngeal swabs (258529004^Throat swab^SCT) anterior nasal swabs (697989009^Anterior nares swab^SCT) mid-turbinate nasal swabs (871810001^Mid-turbinate nasal swab^SCT) induced sputum (258610001^Sputum specimen obtained by sputum induction^SCT) expectorated sputum (119335007^Coughed sputum specimen^SCT) endotracheal aspirates (445447003^Specimen from trachea obtained by aspiration^SCT) bronchoalveolar lavage (258607008^Bronchoalveolar lavage fluid sample^SCT) (2) Update Order and Test LOINC codes to 95608-6 to cover the new specimen types (SARS-CoV-2 (COVID-19) RNA [Presence] in Respiratory specimen by NAA with non-probe detection) | BioFire Defense | BioFire COVID-19 Test | COVID-19 Test Result Interpretation | Nasopharyngeal Swab (NPS) (258500001^Nasopharyngeal swab^SCT) collected according to standard technique and immediately placed in 1-3 mL of transport media | Detected (260373001^Detected^SCT) Equivocal (42425007^Equivocal^SCT) Not Detected (260415000^Not detected^SCT) Invalid Result (455371000124106^Invalid result^SCT or 125154007^Specimen unsatisfactory for evaluation^SCT) | 95608-6 | SARS-CoV-2 (COVID-19) RNA [Presence] in Respiratory specimen by NAA with non-probe detection | 95608-6 | SARS-CoV-2 (COVID-19) RNA [Presence] in Respiratory specimen by NAA with non-probe detection |  |  |  | BioFire COVID-19 Test_BioFire Defense, LLC | EUA |  |  | SARS coronavirus 2 RNA | PrThr | Pt | Nph | Ord | Non-probe.amp.tar | 20200428 | 2.68 | 45
20210929 | Add anterior nasal swabs (697989009^Anterior nares swab^SCT) | Biomeme, Inc | Biomeme SARS-CoV-2 Real-Time RT-PCR Test* | SARS-CoV-2 Result Interpretation | nasopharyngeal swab (258500001^Nasopharyngeal swab^SCT) nasal swab (445297001^Swab of internal nose^SCT) oropharyngeal swab (258529004^Throat swab^SCT) nasopharyngeal wash/aspirate (258467004^Nasopharyngeal washings^SCT or 258411007^Nasopharyngeal aspirate^SCT) nasal aspirate specimens (429931000124105^Nasal aspirate specimen^SCT) | Positive (260373001^Detected^SCT) Presumptive Positive (720735008^Presumptive positive^SCT) Invalid (455371000124106^Invalid result^SCT or 125154007^Specimen unsatisfactory for evaluation^SCT) Negative (260415000^Not Detected^SCT) | 94500-6 | SARS-CoV-2 (COVID-19) RNA [Presence] in Respiratory specimen by NAA with probe detection | 94531-1 | SARS-CoV-2 (COVID-19) RNA panel - Respiratory specimen by NAA with probe detection |  |  |  | Biomeme SARS-CoV-2 Real-Time RT-PCR Test_Biomeme, Inc. | EUA | Biomeme Franklin three9 Thermocycler_Biomeme | MNI | SARS coronavirus 2 RNA | PrThr | Pt | Respiratory | Ord | Probe.amp.tar | 20200818 | 2.68 | 613
20210929 | Add specimen: nasal swab (445297001^Swab of internal nose^SCT) | Centers for Disease Control and Prevention (CDC) | CDC 2019-nCoV Real-Time RT-PCR Diagnostic Panel (CDC) | 2019nCoV Result Interpretation | nasopharyngeal swab (258500001^Nasopharyngeal swab^SCT) oropharyngeal swabs (258529004^Throat swab^SCT) NP/OP combined swab (433801000124107^Nasopharyngeal and oropharyngeal swab^SCT) sputum (119334006^Sputum specimen^SCT) lower respiratory tract aspirates (309171007^Lower respiratory fluid sample^SCT) bronchoalveolar lavage (258607008^Bronchoalveolar lavage fluid sample^SCT) nasopharyngeal wash (258467004^Nasopharyngeal washings^SCT) nasopharyngeal aspirate (258411007^Nasopharyngeal aspirate^SCT) nasal aspirate (429931000124105^Nasal aspirate specimen^SCT) | Detected (260373001^Detected^SCT) Not Detected (260415000^Not detected^SCT) Inconclusive (419984006^Inconclusive^SCT) Invalid Result (455371000124106^Invalid result^SCT or 125154007^Specimen unsatisfactory for evaluation^SCT) | 94309-2 | SARS Coronavirus 2 RNA [Presence] in Unspecified specimen Qualitative by NAA with probe detection | 94306-8 | SARS Coronavirus 2 RNA panel - Unspecified specimen by NAA with probe detection | This test received the first SARS-CoV-2 EUA and the LOINC code requested was for SARS-CoV-2 RNA, rather than for the N gene. Also, the LOINC code is for 'Unspecified specimen' because CDC allowed for other sample types in addition to respiratory specimens. |  |  | CDC 2019-nCoV Real-Time RT-PCR Diagnostic Panel (CDC)_Centers for Disease Control and Prevention (CDC) | EUA |  |  | SARS Coronavirus 2 RNA | PrThr | PT | XXX | Ord | Probe.amp.tar | 20210908 | 2.68 | 1
20210929 | Add specimen: nasal swab (445297001^Swab of internal nose^SCT) | Centers for Disease Control and Prevention (CDC) | CDC 2019-nCoV Real-Time RT-PCR Diagnostic Panel (CDC) | 2019nCoV_N1 | nasopharyngeal swab (258500001^Nasopharyngeal swab^SCT) oropharyngeal swabs (258529004^Throat swab^SCT) NP/OP combined swab (433801000124107^Nasopharyngeal and oropharyngeal swab^SCT) sputum (119334006^Sputum specimen^SCT) lower respiratory tract aspirates (309171007^Lower respiratory fluid sample^SCT) bronchoalveolar lavage (258607008^Bronchoalveolar lavage fluid sample^SCT) nasopharyngeal wash (258467004^Nasopharyngeal washings^SCT) nasopharyngeal aspirate (258411007^Nasopharyngeal aspirate^SCT) nasal aspirate (429931000124105^Nasal aspirate specimen^SCT) | + (260373001^Detected^SCT) - (260415000^Not Detected^SCT) | 94307-6 | SARS Coronavirus 2 N gene [Presence] in Unspecified specimen by Nucleic acid amplification using primer-probe set N1 | 94306-8 | SARS Coronavirus 2 RNA panel - Unspecified specimen by NAA with probe detection | This test received the first SARS-CoV-2 EUA and the LOINC code requested was for SARS-CoV-2 RNA, rather than for the N gene. Also, the LOINC code is for 'Unspecified specimen' because CDC allowed for other sample types in addition to respiratory specimens. |  |  | CDC 2019-nCoV Real-Time RT-PCR Diagnostic Panel (CDC)_Centers for Disease Control and Prevention (CDC) | EUA |  |  | SARS Coronavirus 2 N gene | PrThr | PT | XXX | Ord | Probe.amp.tar.primer-probe set N1 | 20210908 | 2.68 | 2
20210929 | Add specimen: nasal swab (445297001^Swab of internal nose^SCT) | Centers for Disease Control and Prevention (CDC) | CDC 2019-nCoV Real-Time RT-PCR Diagnostic Panel (CDC) | 2019nCoV_N2 | nasopharyngeal swab (258500001^Nasopharyngeal swab^SCT) oropharyngeal swabs (258529004^Throat swab^SCT) NP/OP combined swab (433801000124107^Nasopharyngeal and oropharyngeal swab^SCT) sputum (119334006^Sputum specimen^SCT) lower respiratory tract aspirates (309171007^Lower respiratory fluid sample^SCT) bronchoalveolar lavage (258607008^Bronchoalveolar lavage fluid sample^SCT) nasopharyngeal wash (258467004^Nasopharyngeal washings^SCT) nasopharyngeal aspirate (258411007^Nasopharyngeal aspirate^SCT) nasal aspirate (429931000124105^Nasal aspirate specimen^SCT) | + (260373001^Detected^SCT) - (260415000^Not Detected^SCT) | 94308-4 | SARS Coronavirus 2 N gene [Presence] in Unspecified specimen by Nucleic acid amplification using primer-probe set N2 | 94306-8 | SARS Coronavirus 2 RNA panel - Unspecified specimen by NAA with probe detection | This test received the first SARS-CoV-2 EUA and the LOINC code requested was for SARS-CoV-2 RNA, rather than for the N gene. Also, the LOINC code is for 'Unspecified specimen' because CDC allowed for other sample types in addition to respiratory specimens. |  |  | CDC 2019-nCoV Real-Time RT-PCR Diagnostic Panel (CDC)_Centers for Disease Control and Prevention (CDC) | EUA |  |  | SARS Coronavirus 2 N gene | PrThr | PT | XXX | Ord | Probe.amp.tar.primer-probe set N2 | 20210908 | 2.68 | 3
20210929 | Add specimen: nasal swab (445297001^Swab of internal nose^SCT) | Centers for Disease Control and Prevention (CDC) | CDC 2019-nCoV Real-Time RT-PCR Diagnostic Panel (CDC) | RP | nasopharyngeal swab (258500001^Nasopharyngeal swab^SCT) oropharyngeal swabs (258529004^Throat swab^SCT) NP/OP combined swab (433801000124107^Nasopharyngeal and oropharyngeal swab^SCT) sputum (119334006^Sputum specimen^SCT) lower respiratory tract aspirates (309171007^Lower respiratory fluid sample^SCT) bronchoalveolar lavage (258607008^Bronchoalveolar lavage fluid sample^SCT) nasopharyngeal wash (258467004^Nasopharyngeal washings^SCT) nasopharyngeal aspirate (258411007^Nasopharyngeal aspirate^SCT) nasal aspirate (429931000124105^Nasal aspirate specimen^SCT) | + (260373001^Detected^SCT) - (260415000^Not Detected^SCT) | 68993-5 | Human RNase P RNA [Presence] in Unspecified specimen by NAA with probe detection | 94306-8 | SARS Coronavirus 2 RNA panel - Unspecified specimen by NAA with probe detection | This test received the first SARS-CoV-2 EUA and the LOINC code requested was for SARS-CoV-2 RNA, rather than for the N gene. Also, the LOINC code is for 'Unspecified specimen' because CDC allowed for other sample types in addition to respiratory specimens. |  |  | CDC 2019-nCoV Real-Time RT-PCR Diagnostic Panel (CDC)_Centers for Disease Control and Prevention (CDC) | EUA |  |  | Human RNase P RNA | PrThr | PT | XXX | Ord | Probe.amp.tar | 20210908 | 2.68 | 4
20210929 | Change nasal swab specimen to anterior nasal swab: (697989009^Anterior nares swab^SCT) | Cepheid | Xpert Omni SARS-CoV-2* | SARS-CoV-2 Result | nasopharyngeal swab (258500001^Nasopharyngeal swab^SCT) oropharyngeal swab (258529004^Throat swab^SCT) nasal swab (445297001^Swab of internal nose^SCT) mid-turbinate swab (871810001^Mid-turbinate nasal swab^SCT) nasal wash/aspirate (433871000124101^Nasal washings^SCT or 429931000124105^Nasal aspirate specimen^SCT) | SARS-CoV-2 POSITIVE (260373001^Detected^SCT) SARS-CoV-2 NEGATIVE (260415000^Not Detected^SCT) INVALID (455371000124106^Invalid result^SCT or 125154007^Specimen unsatisfactory for evaluation^SCT) ERROR (455371000124106^Invalid result^SCT) NO RESULT (373121007^Test not done^SCT) | 94500-6 | SARS-CoV-2 (COVID-19) RNA [Presence] in Respiratory specimen by NAA with probe detection | 94500-6 | SARS-CoV-2 (COVID-19) RNA [Presence] in Respiratory specimen by NAA with probe detection |  |  |  | Xpert Omni SARS-CoV-2_Cepheid | EUA | GeneXpert Omni System_Cepheid | MNI | SARS coronavirus 2 RNA | PrThr | Pt | Respiratory | Ord | Probe.amp.tar | 20201202 | 2.68 | 862
20210929 | Update specimens from Nasal swab to Anterior nasal swab. anterior nasal swab (697989009^Anterior nares swab^SCT) | Fosun Pharma USA Inc. | Fosun COVID-19 RT-PCR Detection Kit* | SARS-CoV-2 nucleic acid | Nasal swab (445297001^Swab of internal nose^SCT) Mid-turbinate nasal swabs(871810001^Mid-turbinate nasal swab^SCT) nasopharyngeal swab (258500001^Nasopharyngeal swab^SCT) oropharyngeal swabs (258529004^Throat swab^SCT) nasopharyngeal wash (258467004^Nasopharyngeal washings^SCT) nasopharyngeal aspirate (258411007^Nasopharyngeal aspirate^SCT) nasal aspirate (429931000124105^Nasal aspirate specimen^SCT) BAL (258607008^Bronchoalveolar lavage fluid sample^SCT) sputum (119334006^Sputum specimen^SCT) lower respiratory tract aspirates (309171007^Lower respiratory fluid sample^SCT) | 2019-nCoV (+) (260373001^Detected^SCT) 2019-nCoV (-) (260415000^Not detected^SCT) Inconclusive (419984006^Inconclusive^SCT) Invalid (455371000124106^Invalid result^SCT) | 94500-6 | SARS coronavirus 2 RNA [Presence] in Respiratory specimen by NAA with probe detection | 94531-1 | SARS coronavirus 2 RNA panel - Respiratory specimen by NAA with probe detection |  |  |  | Fosun COVID-19 RT-PCR Detection Kit_Fosun Pharma USA Inc. | EUA |  |  | SARS coronavirus 2 RNA | PrThr | Pt | Respiratory | Ord | Probe.amp.tar | 20200602 | 2.68 | 195
20210929 | Add mid-turbinate swab to specimens: (871810001^Mid-turbinate nasal swab^SCT) | Mesa Biotech | Accula SARS-Cov-2 Test* | SARS-Cov-2 Interpretation | nasal swab (445297001^Swab of internal nose^SCT) | Positive Test for SARS-CoV-2 (260373001^Detected^SCT) Negative Test for SARS-CoV-2 (260415000^Not detected^SCT) Invalid Result (455371000124106^Invalid result^SCT or 125154007^Specimen unsatisfactory for evaluation^SCT) | 95409-9 | SARS-CoV-2 (COVID-19) N gene [Presence] in Nose by NAA with probe detection | 95409-9 | SARS-CoV-2 (COVID-19) N gene [Presence] in Nose by NAA with probe detection |  |  |  | Accula SARS-Cov-2 Test_Mesa Biotech Inc. | EUA |  |  | SARS coronavirus 2 N gene | PrThr | Pt | Nose | Ord | Probe.amp.tar | 20200707 | 2.68 | 44
20210929 | Change specimen from Lower respiratory tract aspirates to BAL: (258607008^Bronchoalveolar lavage fluid sample^SCT) | OPTI Medical Systems, Inc. | OPTI SARS-CoV-2 RT PCR Test* | SARS-CoV-2 RNA | anterior nasal swabs (697989009^Anterior nares swab^SCT) mid-turbinate nasal swabs(871810001^Mid-turbinate nasal swab^SCT) nasopharyngeal swabs (258500001^Nasopharyngeal swab^SCT) oropharyngeal swabs (258529004^Throat swab^SCT) lower respiratory tract aspirates (309171007^Lower respiratory fluid sample^SCT) nasopharyngeal wash (258467004^Nasopharyngeal washings^SCT) nasopharyngeal aspirate (258411007^Nasopharyngeal aspirate^SCT) nasal aspirate (429931000124105^Nasal aspirate specimen^SCT) | SARS-CoV-2 positive (260373001^Detected^SCT) SARS-CoV-2 negative (260415000^Not detected^SCT) Invalid (455371000124106^Invalid result^SCT or 125154007^Specimen unsatisfactory for evaluation^SCT) | 94533-7 | SARS coronavirus 2 N gene [Presence] in Respiratory specimen by NAA with probe detection | 94533-7 | SARS coronavirus 2 N gene [Presence] in Respiratory specimen by NAA with probe detection |  |  |  | OPTI SARS-CoV-2 RT PCR Test_OPTI Medical Systems, Inc. | EUA |  |  | SARS coronavirus 2 N gene | PrThr | Pt | Respiratory | Ord | Probe.amp.tar | 20210908 | 2.68 | 279
20210929 | Change Nasal swab specimen to anterior nasal swab: (697989009^Anterior nares swab^SCT) | OSANG Healthcare | GeneFinder COVID-19 Plus RealAmp Kit | SARS-CoV-2 nucleic acids | nasal swab specimens (445297001^Swab of internal nose^SCT) Mid-turbinate nasal swabs(871810001^Mid-turbinate nasal swab^SCT) nasopharyngeal swab (258500001^Nasopharyngeal swab^SCT) oropharyngeal swabs (258529004^Throat swab^SCT) BAL (258607008^Bronchoalveolar lavage fluid sample^SCT) sputum (119334006^Sputum specimen^SCT) | SARS-CoV-2 positive (260373001^Detected^SCT) SARS-CoV-2 negative (260415000^Not detected^SCT) SARS-CoV-2 presumptive positive (720735008^Presumptive positive^SCT) Invalid (455371000124106^Invalid result^SCT or 125154007^Specimen unsatisfactory for evaluation^SCT) | 94500-6 | SARS coronavirus 2 RNA [Presence] in Respiratory specimen by NAA with probe detection | 94531-1 | SARS coronavirus 2 RNA panel - Respiratory specimen by NAA with probe detection |  |  |  | GeneFinder COVID-19 Plus RealAmp Kit_OSANG Healthcare | EUA | ABI 7500 Real-Time PCR_Thermo Fisher | MNI | SARS coronavirus 2 RNA | PrThr | Pt | Respiratory | Ord | Probe.amp.tar | 20201202 | 2.68 | 200
20210929 | Change Nasal swab specimen to anterior nasal swab: (697989009^Anterior nares swab^SCT) | OSANG Healthcare | GeneFinder COVID-19 Plus RealAmp Kit | SARS-CoV-2 nucleic acids | nasal swab specimens (445297001^Swab of internal nose^SCT) Mid-turbinate nasal swabs(871810001^Mid-turbinate nasal swab^SCT) nasopharyngeal swab (258500001^Nasopharyngeal swab^SCT) oropharyngeal swabs (258529004^Throat swab^SCT) BAL (258607008^Bronchoalveolar lavage fluid sample^SCT) sputum (119334006^Sputum specimen^SCT) | SARS-CoV-2 positive (260373001^Detected^SCT) SARS-CoV-2 negative (260415000^Not detected^SCT) SARS-CoV-2 presumptive positive (720735008^Presumptive positive^SCT) Invalid (455371000124106^Invalid result^SCT or 125154007^Specimen unsatisfactory for evaluation^SCT) | 94500-6 | SARS coronavirus 2 RNA [Presence] in Respiratory specimen by NAA with probe detection | 94531-1 | SARS coronavirus 2 RNA panel - Respiratory specimen by NAA with probe detection |  |  |  | GeneFinder COVID-19 Plus RealAmp Kit_OSANG Healthcare | EUA | CFX96 Real-Time PCR System_BioRad | MNI | SARS coronavirus 2 RNA | PrThr | Pt | Respiratory | Ord | Probe.amp.tar | 20201202 | 2.68 | 200
20210929 | Add two specimens: anterior nasal swab (697989009^Anterior nares swab^SCT) mid-turbinate nasal swab (871810001^Mid-turbinate nasal swab^SCT) | Quest Diagnostics | LDT: Quest SARS-CoV-2 rRT-PCR | SARS-Cov-2 Result Interpretation | nasal swab specimens (445297001^Swab of internal nose^SCT) nasopharyngeal swab (258500001^Nasopharyngeal swab^SCT) oropharyngeal swabs (258529004^Throat swab^SCT) sputum (119334006^Sputum specimen^SCT) tracheal aspirates (445447003^Specimen from trachea obtained by aspiration^SCT) bronchoalveolar lavage/wash (258607008^Bronchoalveolar lavage fluid sample^SCT)). | NOT DETECTED (260415000^Not Detected^SCT) NOT DETECTED (895231008^Not Detected in Pooled Specimen^SCT) DETECTED (260373001^Detected^SCT) INCONCLUSIVE (419984006^Inconclusive^SCT) INVALID (455371000124106^Invalid result^SCT or 125154007^Specimen unsatisfactory for evaluation^SCT) | 94500-6 | SARS coronavirus 2 RNA [Presence] in Respiratory specimen by NAA with probe detection | 94531-1 | SARS coronavirus 2 RNA panel - Respiratory specimen by NAA with probe detection |  |  |  | Quest SARS-CoV-2 rRT-PCR_Quest Diagnostics Infectious Disease, Inc. | EUA | ABI 7500 Real-Time PCR_Thermo Fisher | MNI | SARS coronavirus 2 RNA | PrThr | Pt | Respiratory | Ord | Probe.amp.tar | 20210908 | 2.68 | 26
20210929 | Corrected specimen mappings. (Serum was mapped to 119361006 and plasma mapped to 119364003) | Siemens | Dimension EXL SARS-CoV-2 Total antibody assay (CV2T)* | SARS-CoV-2 Total Antibody | serum (119361006^Plasma specimen^SCT) plasma (119364003^Serum specimen^SCT) | positive (10828004^Positive^SCT) negative (260385009^Negative^SCT) | 94762-2 | SARS-CoV-2 (COVID19) Ab [Presence] in Serum or Plasma by Immunoassay | 94762-2 | SARS-CoV-2 (COVID19) Ab [Presence] in Serum or Plasma by Immunoassay |  |  |  | Dimension EXL SARS-CoV-2 Total antibody assay (CV2T)_Siemens Healthcare Diagnostics Inc. | EUA |  |  | SARS coronavirus 2 Ab | PrThr | Pt | Ser/Plas | Ord | IA | 20200617 | 2.68 | 374
20210929 | Corrected specimen mappings. (Serum was mapped to 119361006 and plasma mapped to 119364003) | Siemens | Dimension Vista SARS-CoV-2 Total Antibody assay (COV2T)* | SARS-CoV-2 Total antibody | serum (119361006^Plasma specimen^SCT) plasma (119364003^Serum specimen^SCT) | positive (10828004^Positive^SCT) negative (260385009^Negative^SCT) | 94762-2 | SARS-CoV-2 (COVID19) Ab [Presence] in Serum or Plasma by Immunoassay | 94762-2 | SARS-CoV-2 (COVID19) Ab [Presence] in Serum or Plasma by Immunoassay |  |  |  | Dimension Vista SARS-CoV-2 Total antibody assay (COV2T)_Siemens Healthcare Diagnostics Inc. | EUA |  |  | SARS coronavirus 2 Ab | PrThr | Pt | Ser/Plas | Ord | IA | 20200617 | 2.68 | 375
20210929 | Change specimen Nasal swab to Anterior nasal swab: (697989009^Anterior nares swab^SCT) Add result Not detected in pooled specimen: (895231008^Not Detected in Pooled Specimen^SCT) | Visby Medical, Inc. | Visby Medical COVID-19* | SARS-CoV-2 Result Interpretation | nasopharyngeal swab (258500001^Nasopharyngeal swab^SCT) nasal swab (445297001^Swab of internal nose^SCT) mid-turbinate swabs (871810001^Mid-turbinate nasal swab^SCT) | Negative for SARS-CoV-2 (COVID-19) (260415000^Not Detected^SCT) Positive for SARS-CoV-2 (COVID-19) (260373001^Detected^SCT) Invalid test; control fail (455371000124106^Invalid result^SCT) Error: Invalid (455371000124106^Invalid result^SCT or 125154007^Specimen unsatisfactory for evaluation^SCT) | 94533-7 | SARS-CoV-2 (COVID-19) N gene [Presence] in Respiratory specimen by NAA with probe detection | 94533-7 | SARS-CoV-2 (COVID-19) N gene [Presence] in Respiratory specimen by NAA with probe detection |  |  |  | Visby Medical COVID-19_Visby Medical, Inc. | EUA |  |  | SARS coronavirus 2 N gene | PrThr | Pt | Respiratory | Ord | Probe.amp.tar | 20200925 | 2.68 | 722
20210929 | Added Inconclusive to results (in addition to Positive, Negative, and Invalid). This is for when this test is performed on Agilent's Aria Mx PCR system. | Yale School of Public Health, Department of Epidemiology of Microbial Diseases | LDT: SalivaDirect* | SARS-CoV-2 Result Interpretation | saliva (119342007^Saliva specimen^SCT) | Positive (260373001^Detected^SCT) Negative (260415000^Not Detected^SCT) Inconclusive (419984006^Inconclusive^SCT) Invalid (455371000124106^Invalid result^SCT or 125154007^Specimen unsatisfactory for evaluation^SCT) | 96448-6 | SARS-CoV-2 (COVID-19) N gene [Presence] in Saliva (oral fluid) by Nucleic acid amplification using CDC primer-probe set N1 | 96448-6 | SARS-CoV-2 (COVID-19) N gene [Presence] in Saliva (oral fluid) by Nucleic acid amplification using CDC primer-probe set N1 | Testing is limited to laboratories designated by the Yale School of Public Health, Department of Epidemiology of Microbial Diseases, that includes the Clinical Molecular Diagnostics Laboratory, Department of Pathology, Yale School of Medicine, located at 310 Cedar St., New Haven, CT 06510 |  |  | SalivaDirect_Yale School of Public Health, Department of Epidemiology of Microbial Diseases | EUA | Aria Mx_Agilent Technologies | MNI | SARS coronavirus 2 N gene | PrThr | Pt | Saliva | Ord | Probe.amp.tar.CDC primer-probe set N1 | 20210331 | 2.69 | 621
20210929 | (1) Updated the LOINC code for test and order from 95425-5 (N gene in Saliva) to 96448-6 (N1 gene in Saliva). (2) Added new rows for the following instruments: Analytik Jena's qTower3 BioRad's CFX384 Touch Roche's cobas z 480 Instrument Thermo Fisher's ABI PRISM 7000 Detection System Thermo Fisher's ABI QuantStudio 12K Flex Thermo Fisher's ABI QuantStudio 5 Real-Time PCR Thermo Fisher's ABI QuantStudio 5 Real-Time PCR Thermo Fisher's ABI QuantStudio 6 Flex Thermo Fisher's ABI QuantStudio 7 Flex Thermo Fisher's ABI QuantStudio 7 Pro Thermo Fisher's ABI QuantStudio Dx Thermo Fisher's ABI StepOne Real-Time PCR Ubiquitome's Liberty16 mobile real time PCR | Yale School of Public Health, Department of Epidemiology of Microbial Diseases | LDT: SalivaDirect* | SARS-CoV-2 Result Interpretation | saliva (119342007^Saliva specimen^SCT) | Positive (260373001^Detected^SCT) Negative (260415000^Not Detected^SCT) Invalid (455371000124106^Invalid result^SCT or 125154007^Specimen unsatisfactory for evaluation^SCT) | 96448-6 | SARS-CoV-2 (COVID-19) N gene [Presence] in Saliva (oral fluid) by Nucleic acid amplification using CDC primer-probe set N1 | 96448-6 | SARS-CoV-2 (COVID-19) N gene [Presence] in Saliva (oral fluid) by Nucleic acid amplification using CDC primer-probe set N1 | Testing is limited to laboratories designated by the Yale School of Public Health, Department of Epidemiology of Microbial Diseases, that includes the Clinical Molecular Diagnostics Laboratory, Department of Pathology, Yale School of Medicine, located at 310 Cedar St., New Haven, CT 06510 |  |  | SalivaDirect_Yale School of Public Health, Department of Epidemiology of Microbial Diseases | EUA |  |  | SARS coronavirus 2 N gene | PrThr | Pt | Saliva | Ord | Probe.amp.tar.CDC primer-probe set N1 | 20210331 | 2.69 | 621
20210908 | Model changed from 'ABI 7500 Fast Dx Real-Time PCR Instrument' to 'CDC 2019-nCoV Real-Time RT-PCR Diagnostic Panel (CDC)' | Centers for Disease Control and Prevention (CDC) | ABI 7500 Fast Dx Real-Time PCR Instrument | 2019nCoV Result Interpretation | nasopharyngeal swab (258500001^Nasopharyngeal swab^SCT) or oropharyngeal swabs (258529004^Throat swab^SCT) sputum (119334006^Sputum specimen^SCT) lower respiratory tract aspirates (309171007^Lower respiratory fluid sample^SCT) bronchoalveolar lavage (258607008^Bronchoalveolar lavage fluid sample^SCT) nasopharyngeal wash (258467004^Nasopharyngeal washings^SCT) nasopharyngeal aspirate (258411007^Nasopharyngeal aspirate^SCT) nasal aspirate (429931000124105^Nasal aspirate specimen^SCT)) nasal and pharyngeal swab combination (433801000124107^Nasopharyngeal and oropharyngeal swab^SCT) | Detected (260373001^Detected^SCT) Not Detected (260415000^Not detected^SCT) Presumptive Positive (720735008^Presumptive positive^SCT) Invalid Result (455371000124106^Invalid result^SCT or 125154007^Specimen unsatisfactory for evaluation^SCT) | 94309-2 | SARS Coronavirus 2 RNA [Presence] in Unspecified specimen Qualitative by NAA with probe detection | 94306-8 | SARS Coronavirus 2 RNA panel - Unspecified specimen by NAA with probe detection | This test received the first SARS-CoV-2 EUA and the LOINC code requested was for SARS-CoV-2 RNA, rather than for the N gene. Also, the LOINC code is for 'Unspecified specimen' because CDC allowed for other sample types in addition to respiratory specimens. |  |  | CDC 2019-nCoV Real-Time RT-PCR Diagnostic Panel (CDC)_Centers for Disease Control and Prevention (CDC) | EUA |  |  | SARS Coronavirus 2 RNA | PrThr | PT | XXX | Ord | Probe.amp.tar | 20200428 | 2.68 | 1
20210908 | Model changed from 'ABI 7500 Fast Dx Real-Time PCR Instrument' to 'CDC 2019-nCoV Real-Time RT-PCR Diagnostic Panel (CDC)' | Centers for Disease Control and Prevention (CDC) | ABI 7500 Fast Dx Real-Time PCR Instrument | 2019nCoV_N1 | nasopharyngeal swab (258500001^Nasopharyngeal swab^SCT) or oropharyngeal swabs (258529004^Throat swab^SCT) sputum (119334006^Sputum specimen^SCT) lower respiratory tract aspirates (309171007^Lower respiratory fluid sample^SCT) bronchoalveolar lavage (258607008^Bronchoalveolar lavage fluid sample^SCT) nasopharyngeal wash (258467004^Nasopharyngeal washings^SCT) nasopharyngeal aspirate (258411007^Nasopharyngeal aspirate^SCT) nasal aspirate (429931000124105^Nasal aspirate specimen^SCT)) nasal and pharyngeal swab combination (433801000124107^Nasopharyngeal and oropharyngeal swab^SCT) | + (260373001^Detected^SCT) - (260415000^Not Detected^SCT) | 94307-6 | SARS Coronavirus 2 N gene [Presence] in Unspecified specimen by Nucleic acid amplification using primer-probe set N1 | 94306-8 | SARS Coronavirus 2 RNA panel - Unspecified specimen by NAA with probe detection | This test received the first SARS-CoV-2 EUA and the LOINC code requested was for SARS-CoV-2 RNA, rather than for the N gene. Also, the LOINC code is for 'Unspecified specimen' because CDC allowed for other sample types in addition to respiratory specimens. |  |  | CDC 2019-nCoV Real-Time RT-PCR Diagnostic Panel (CDC)_Centers for Disease Control and Prevention (CDC) | EUA |  |  | SARS Coronavirus 2 N gene | PrThr | PT | XXX | Ord | Probe.amp.tar.primer-probe set N1 | 20200428 | 2.68 | 2
20210908 | Model changed from 'ABI 7500 Fast Dx Real-Time PCR Instrument' to 'CDC 2019-nCoV Real-Time RT-PCR Diagnostic Panel (CDC)' | Centers for Disease Control and Prevention (CDC) | ABI 7500 Fast Dx Real-Time PCR Instrument | 2019nCoV_N2 | nasopharyngeal swab (258500001^Nasopharyngeal swab^SCT) or oropharyngeal swabs (258529004^Throat swab^SCT) sputum (119334006^Sputum specimen^SCT) lower respiratory tract aspirates (309171007^Lower respiratory fluid sample^SCT) bronchoalveolar lavage (258607008^Bronchoalveolar lavage fluid sample^SCT) nasopharyngeal wash (258467004^Nasopharyngeal washings^SCT) nasopharyngeal aspirate (258411007^Nasopharyngeal aspirate^SCT) nasal aspirate (429931000124105^Nasal aspirate specimen^SCT)) nasal and pharyngeal swab combination (433801000124107^Nasopharyngeal and oropharyngeal swab^SCT) | + (260373001^Detected^SCT) - (260415000^Not Detected^SCT) | 94308-4 | SARS Coronavirus 2 N gene [Presence] in Unspecified specimen by Nucleic acid amplification using primer-probe set N2 | 94306-8 | SARS Coronavirus 2 RNA panel - Unspecified specimen by NAA with probe detection | This test received the first SARS-CoV-2 EUA and the LOINC code requested was for SARS-CoV-2 RNA, rather than for the N gene. Also, the LOINC code is for 'Unspecified specimen' because CDC allowed for other sample types in addition to respiratory specimens. |  |  | CDC 2019-nCoV Real-Time RT-PCR Diagnostic Panel (CDC)_Centers for Disease Control and Prevention (CDC) | EUA |  |  | SARS Coronavirus 2 N gene | PrThr | PT | XXX | Ord | Probe.amp.tar.primer-probe set N2 | 20200428 | 2.68 | 3
20210908 | Model changed from 'ABI 7500 Fast Dx Real-Time PCR Instrument' to 'CDC 2019-nCoV Real-Time RT-PCR Diagnostic Panel (CDC)' | Centers for Disease Control and Prevention (CDC) | ABI 7500 Fast Dx Real-Time PCR Instrument | RP | nasopharyngeal swab (258500001^Nasopharyngeal swab^SCT) or oropharyngeal swabs (258529004^Throat swab^SCT) sputum (119334006^Sputum specimen^SCT) lower respiratory tract aspirates (309171007^Lower respiratory fluid sample^SCT) bronchoalveolar lavage (258607008^Bronchoalveolar lavage fluid sample^SCT) nasopharyngeal wash (258467004^Nasopharyngeal washings^SCT) nasopharyngeal aspirate (258411007^Nasopharyngeal aspirate^SCT) nasal aspirate (429931000124105^Nasal aspirate specimen^SCT)) nasal and pharyngeal swab combination (433801000124107^Nasopharyngeal and oropharyngeal swab^SCT) | positive (260373001^Detected^SCT) negative (260415000^Not Detected^SCT) | 68993-5 | Human RNase P RNA [Presence] in Unspecified specimen by NAA with probe detection | 94306-8 | SARS Coronavirus 2 RNA panel - Unspecified specimen by NAA with probe detection | This test received the first SARS-CoV-2 EUA and the LOINC code requested was for SARS-CoV-2 RNA, rather than for the N gene. Also, the LOINC code is for 'Unspecified specimen' because CDC allowed for other sample types in addition to respiratory specimens. |  |  | CDC 2019-nCoV Real-Time RT-PCR Diagnostic Panel (CDC)_Centers for Disease Control and Prevention (CDC) | EUA |  |  | Human RNase P RNA | PrThr | PT | XXX | Ord | Probe.amp.tar | 20200428 | 2.68 | 4
20210908 | The results for this CDC test kit have changed. When either N1 or N2 is detected but the other is not detected the result is now Inconclusive. Previously this was resulted as Presumptive positive. | Centers for Disease Control and Prevention (CDC) | CDC 2019-nCoV Real-Time RT-PCR Diagnostic Panel (CDC) | 2019nCoV Result Interpretation | nasopharyngeal swab (258500001^Nasopharyngeal swab^SCT) oropharyngeal swabs (258529004^Throat swab^SCT) nasal and pharyngeal swab combination (433801000124107^Nasopharyngeal and oropharyngeal swab^SCT) sputum (119334006^Sputum specimen^SCT) lower respiratory tract aspirates (309171007^Lower respiratory fluid sample^SCT) bronchoalveolar lavage (258607008^Bronchoalveolar lavage fluid sample^SCT) nasopharyngeal wash (258467004^Nasopharyngeal washings^SCT) nasopharyngeal aspirate (258411007^Nasopharyngeal aspirate^SCT) nasal aspirate (429931000124105^Nasal aspirate specimen^SCT) | Detected (260373001^Detected^SCT) Not Detected (260415000^Not detected^SCT) Presumptive Positive (720735008^Presumptive positive^SCT) Invalid Result (455371000124106^Invalid result^SCT or 125154007^Specimen unsatisfactory for evaluation^SCT) | 94309-2 | SARS Coronavirus 2 RNA [Presence] in Unspecified specimen Qualitative by NAA with probe detection | 94306-8 | SARS Coronavirus 2 RNA panel - Unspecified specimen by NAA with probe detection | This test received the first SARS-CoV-2 EUA and the LOINC code requested was for SARS-CoV-2 RNA, rather than for the N gene. Also, the LOINC code is for 'Unspecified specimen' because CDC allowed for other sample types in addition to respiratory specimens. |  |  | CDC 2019-nCoV Real-Time RT-PCR Diagnostic Panel (CDC)_Centers for Disease Control and Prevention (CDC) | EUA |  |  | SARS Coronavirus 2 RNA | PrThr | PT | XXX | Ord | Probe.amp.tar | 20201209 | 2.68 | 1
20210908 | There are now two new specimens for this test: anterior nasal (697989009^Anterior nares swab^SCT) mid-turbinate nasal (871810001^Mid-turbinate nasal swab^SCT) | Gravity Diagnostics, LLC | LDT: Gravity Diagnostics SARS-CoV-2 RT-PCR Assay* | SARS-CoV-2 Result Interpretation | nasal swab (445297001^Swab of internal nose^SCT) nasopharyngeal (NP) (258500001^Nasopharyngeal swab^SCT) oropharyngeal (OP) swab (258529004^Throat swab^SCT) | Invalid (455371000124106^Invalid result^SCT or 125154007^Specimen unsatisfactory for evaluation^SCT) SARS-CoV-2 Not Detected (260415000^Not Detected^SCT) SARS-CoV-2 Inconclusive (419984006^Inconclusive^SCT) SARS-CoV-2 Positive (260373001^Detected^SCT) | 94500-6 | SARS-CoV-2 (COVID-19) RNA [Presence] in Respiratory specimen by NAA with probe detection | 94531-1 | SARS-CoV-2 (COVID-19) RNA panel - Respiratory specimen by NAA with probe detection | Testing is limited to Gravity Diagnostics, LLC, located at 632 Russell Street, Covington, KY 41011 and 812 Russell Street, Covington, KY 41011, which are certified under the Clinical Laboratory Improvement Amendments of 1988 (CLIA), 42 U.S.C. §263a, and meet requirements to perform high complexity tests. |  |  | Gravity Diagnostics SARS-CoV-2 RT-PCR Assay_Gravity Diagnostics, LLC | EUA | ABI QuantStudio 7 Flex_Thermo Fisher | MNI | SARS coronavirus 2 RNA | PrThr | Pt | Respiratory | Ord | Probe.amp.tar | 20201202 | 2.68 | 854
20210908 | (1) Add oropharyngeal swab and nasal aspirates to specimens. (2) Add 'Not detected in pooled specimen' to results. (3) Add rows for Panther and Panther Fusion systems to instruments | Hologic | Aptima SARS-CoV-2 Assay | SARS-CoV-2 result | nasopharyngeal swab (258500001^Nasopharyngeal swab^SCT) midturbinate nasal swab (871810001^Mid-turbinate nasal swab^SCT) Nasal swab (445297001^Swab of internal nose^SCT) nasopharyngeal wash (258467004^Nasopharyngeal washings^SCT) nasopharyngeal aspirate (258411007^Nasopharyngeal aspirate^SCT)oropharyngeal swab (258529004^Throat swab^SCT) | SARS-CoV-2 detected (260373001^Detected^SCT) SARS-CoV-2 not Detected (260415000^Not detected^SCT) Invalid (455371000124106^Invalid result^SCT or 125154007^Specimen unsatisfactory for evaluation^SCT) | 94559-2 | SARS coronavirus 2 ORF1ab region [Presence] in Respiratory specimen by NAA with probe detection | 94559-2 | SARS coronavirus 2 ORF1ab region [Presence] in Respiratory specimen by NAA with probe detection |  |  |  | Aptima SARS-CoV-2 assay_Hologic, Inc. | EUA |  |  | SARS coronavirus 2 ORF1ab region | PrThr | Pt | Respiratory | Ord | Probe.amp.tar | 20200519 | 2.68 | 308
20210908 | Combined NP/OP swabs have been added to the list of specimens for this test: (433801000124107^Nasopharyngeal and oropharyngeal swab^SCT) | Hologic | Aptima SARS-CoV-2 Assay | SARS-CoV-2 result | nasopharyngeal swab (258500001^Nasopharyngeal swab^SCT) midturbinate nasal swab (871810001^Mid-turbinate nasal swab^SCT) Nasal swab (445297001^Swab of internal nose^SCT) nasopharyngeal wash (258467004^Nasopharyngeal washings^SCT) nasopharyngeal aspirate (258411007^Nasopharyngeal aspirate^SCT)oropharyngeal swab (258529004^Throat swab^SCT) oropharyngeal (OP) swab (258529004^Throat swab^SCT) nasal aspirates (429931000124105^Nasal aspirate specimen^SCT) | SARS-CoV-2 detected (260373001^Detected^SCT) SARS-CoV-2 not Detected (260415000^Not detected^SCT) Negative (895231008^Not Detected in Pooled Specimen^SCT) Invalid (455371000124106^Invalid result^SCT or 125154007^Specimen unsatisfactory for evaluation^SCT) | 94559-2 | SARS coronavirus 2 ORF1ab region [Presence] in Respiratory specimen by NAA with probe detection | 94559-2 | SARS coronavirus 2 ORF1ab region [Presence] in Respiratory specimen by NAA with probe detection |  |  |  | Aptima SARS-CoV-2 assay_Hologic, Inc. | EUA | Panther System_Hologic | MNI | SARS coronavirus 2 ORF1ab region | PrThr | Pt | Respiratory | Ord | Probe.amp.tar | 20201118 | 2.68 | 308
20210908 | Combined NP/OP swabs have been added to the list of specimens for this test: (433801000124107^Nasopharyngeal and oropharyngeal swab^SCT) | Hologic | Aptima SARS-CoV-2 Assay | SARS-CoV-2 result | nasopharyngeal swab (258500001^Nasopharyngeal swab^SCT) midturbinate nasal swab (871810001^Mid-turbinate nasal swab^SCT) Nasal swab (445297001^Swab of internal nose^SCT) nasopharyngeal wash (258467004^Nasopharyngeal washings^SCT) nasopharyngeal aspirate (258411007^Nasopharyngeal aspirate^SCT)oropharyngeal swab (258529004^Throat swab^SCT) oropharyngeal (OP) swab (258529004^Throat swab^SCT) nasal aspirates (429931000124105^Nasal aspirate specimen^SCT) | SARS-CoV-2 detected (260373001^Detected^SCT) SARS-CoV-2 not Detected (260415000^Not detected^SCT) Negative (895231008^Not Detected in Pooled Specimen^SCT) Invalid (455371000124106^Invalid result^SCT or 125154007^Specimen unsatisfactory for evaluation^SCT) | 94559-2 | SARS coronavirus 2 ORF1ab region [Presence] in Respiratory specimen by NAA with probe detection | 94559-2 | SARS coronavirus 2 ORF1ab region [Presence] in Respiratory specimen by NAA with probe detection |  |  |  | Aptima SARS-CoV-2 assay_Hologic, Inc. | EUA | Panther Fusion System_Hologic | MNI | SARS coronavirus 2 ORF1ab region | PrThr | Pt | Respiratory | Ord | Probe.amp.tar | 20201118 | 2.68 | 308
20210908 | Per updated package insert of 7/23/21 there are new specimen types and a new pooling features: (1) Added specimen types: anterior and mid-turbinate nasal swabs, nasal aspirates, nasopharyngeal washes/aspirates, bronchoalveolar lavage specimens. (2) Added result for pooled specimens: Negative (895231008^Not Detected in Pooled Specimen^SCT) | Hologic | Panther Fusion SARS-CoV-2 Assay | SARS-CoV-2 result | nasopharyngeal swab (258500001^Nasopharyngeal swab^SCT) oropharyngeal swab (258529004^Throat swab^SCT) | SARS-CoV-2 detected (260373001^Detected^SCT) SARS-CoV-2 not Detected (260415000^Not detected^SCT) Invalid (455371000124106^Invalid result^SCT or 125154007^Specimen unsatisfactory for evaluation^SCT) | 94559-2 | SARS coronavirus 2 ORF1ab region [Presence] in Respiratory specimen by NAA with probe detection | 94559-2 | SARS coronavirus 2 ORF1ab region [Presence] in Respiratory specimen by NAA with probe detection |  |  |  | Panther Fusion SARS-CoV-2 Assay_Hologic, Inc. | EUA |  |  | SARS coronavirus 2 ORF1ab region | PrThr | Pt | Respiratory | Ord | Probe.amp.tar | 20200505 | 2.68 | 19
20210908 | Combination nasopharyngeal/oropharyngeal swabs has been added to the list of specimens for this test: (433801000124107^Nasopharyngeal and oropharyngeal swab^SCT) | Hologic | Panther Fusion SARS-CoV-2 Assay | SARS-CoV-2 result | anterior nasal (nasal) swab (697989009^Anterior nares swab^SCT) mid-turbinate nasal swab (871810001^Mid-turbinate nasal swab^SCT) nasal aspirates (258411007^Nasopharyngeal aspirate^SCT) nasopharyngeal (NP) swab (258500001^Nasopharyngeal swab^SCT) oropharyngeal (OP) swab (258529004^Throat swab^SCT) nasopharyngeal washes/aspirates (258467004^Nasopharyngeal washings^SCT or 258411007^Nasopharyngeal aspirate^SCT) bronchoalveolar lavage specimens (258607008^Bronchoalveolar lavage fluid sample^SCT) | Negative (260415000^Not Detected^SCT) Negative (895231008^Not Detected in Pooled Specimen^SCT) Positive (260373001^Detected^SCT) Invalid (455371000124106^Invalid result^SCT or 125154007^Specimen unsatisfactory for evaluation^SCT) | 94559-2 | SARS coronavirus 2 ORF1ab region [Presence] in Respiratory specimen by NAA with probe detection | 94559-2 | SARS coronavirus 2 ORF1ab region [Presence] in Respiratory specimen by NAA with probe detection |  |  |  | Panther Fusion SARS-CoV-2 Assay_Hologic, Inc. | EUA |  |  | SARS coronavirus 2 ORF1ab region | PrThr | Pt | Respiratory | Ord | Probe.amp.tar | 20210728 | 2.68 | 19
20210908 | LOINC mapping was changed from 94500-6 to a more specific code | Hologic | Panther Fusion® SARS-CoV-2 Assay | SARS-CoV-2 result | nasopharyngeal swab (258500001^Nasopharyngeal swab^SCT) oropharyngeal swab (258529004^Throat swab^SCT) | SARS-CoV-2 detected (260373001^Detected^SCT) SARS-CoV-2 not Detected (260415000^Not detected^SCT) Invalid (455371000124106^Invalid result^SCT or 125154007^Specimen unsatisfactory for evaluation^SCT) | 94559-2 | SARS coronavirus 2 ORF1ab region [Presence] in Respiratory specimen by NAA with probe detection | 94559-2 | SARS coronavirus 2 ORF1ab region [Presence] in Respiratory specimen by NAA with probe detection |  |  |  | Panther Fusion SARS-CoV-2 Assay_Hologic, Inc. | EUA |  |  | SARS coronavirus 2 ORF1ab region | PrThr | Pt | Respiratory | Ord | Probe.amp.tar | 20200505 | 2.68 | 19
20210908 | Sputum is no longer in the list of specimens for this test. | OPTI Medical Systems, Inc. | OPTI SARS-CoV-2 RT PCR Test* | SARS-CoV-2 RNA | anterior nasal swabs (697989009^Anterior nares swab^SCT) mid-turbinate nasal swabs(871810001^Mid-turbinate nasal swab^SCT) nasopharyngeal swabs (258500001^Nasopharyngeal swab^SCT) oropharyngeal swabs (258529004^Throat swab^SCT) sputum (119334006^Sputum specimen^SCT) lower respiratory tract aspirates (309171007^Lower respiratory fluid sample^SCT) nasopharyngeal wash (258467004^Nasopharyngeal washings^SCT) nasopharyngeal aspirate (258411007^Nasopharyngeal aspirate^SCT) nasal aspirate (429931000124105^Nasal aspirate specimen^SCT) | SARS-CoV-2 positive (260373001^Detected^SCT) SARS-CoV-2 negative (260415000^Not detected^SCT) Invalid (455371000124106^Invalid result^SCT or 125154007^Specimen unsatisfactory for evaluation^SCT) | 94533-7 | SARS coronavirus 2 N gene [Presence] in Respiratory specimen by NAA with probe detection | 94533-7 | SARS coronavirus 2 N gene [Presence] in Respiratory specimen by NAA with probe detection |  |  |  | OPTI SARS-CoV-2 RT PCR Test_OPTI Medical Systems, Inc. | EUA |  |  | SARS coronavirus 2 N gene | PrThr | Pt | Respiratory | Ord | Probe.amp.tar | 20200512 | 2.68 | 279
20210908 | This Phosphorus Diagnostics DTC test is only for saliva specimens, not respiratory specimens. This row should not be used and will be removed from the LIVD spreadsheet. | Phosphorus Diagnostics LLC | LDT: Phosphorous COVID19 RT-qPCR Test DTC* | SARS-CoV-2 RNA Result Interpretation | oropharyngeal (throat) swabs (258529004^Throat swab^SCT) nasopharyngeal swabs (258500001^Nasopharyngeal swab^SCT) anterior nasal swabs (697989009^Anterior nares swab^SCT) mid-turbinate nasal swabs (871810001^Mid-turbinate nasal swab^SCT) nasopharyngeal washes/aspirates (258467004^Nasopharyngeal washings^SCT or 258411007^Nasopharyngeal aspirate^SCT) nasal aspirates (429931000124105^Nasal aspirate specimen^SCT) bronchoalveolar lavage (BAL) specimens (258607008^Bronchoalveolar lavage fluid sample^SCT) | SARS-CoV-2 detected (260373001^Detected^SCT) Inconclusive results (419984006^Inconclusive^SCT) SARS-CoV-2 not detected (260415000^Not Detected^SCT) Invalid results (455371000124106^Invalid result^SCT or 125154007^Specimen unsatisfactory for evaluation^SCT) | 94500-6 | SARS-CoV-2 (COVID-19) RNA [Presence] in Respiratory specimen by NAA with probe detection | 94531-1 | SARS-CoV-2 (COVID-19) RNA panel - Respiratory specimen by NAA with probe detection | Testing is limited to laboratories designated by Phosphorus Diagnostics LLC that are certified under the Clinical Laboratory Improvement Amendments of 1988 (CLIA), 42 U.S.C. §263a, and meet requirements to perform high-complexity tests. |  |  | Phosphorous COVID19 RT-qPCR Test DTC_Phosphorus Diagnostics LLC | EUA |  |  | SARS coronavirus 2 RNA | PrThr | Pt | Respiratory | Ord | Probe.amp.tar | 20210811 | 2.69 | 1177
20210908 | Added to results: NOT DETECTED (895231008^Not Detected in Pooled Specimen^SCT) | Quest Diagnostics | LDT: Quest SARS-CoV-2 rRT-PCR | SARS-Cov-2 Result Interpretation | nasopharyngeal swab (258500001^Nasopharyngeal swab^SCT) oropharyngeal swabs (258529004^Throat swab^SCT) sputum (119334006^Sputum specimen^SCT) tracheal aspirates (445447003^Specimen from trachea obtained by aspiration^SCT) bronchoalveolar lavage/wash (258607008^Bronchoalveolar lavage fluid sample^SCT)). | Detected (260373001^Detected^SCT) Not Detected (260415000^Not detected^SCT) Inconclusive (419984006^Inconclusive^SCT) Invalid Result (455371000124106^Invalid result^SCT or 125154007^Specimen unsatisfactory for evaluation^SCT) | 94500-6 | SARS coronavirus 2 RNA [Presence] in Respiratory specimen by NAA with probe detection | 94531-1 | SARS coronavirus 2 RNA panel - Respiratory specimen by NAA with probe detection |  |  |  | Quest SARS-CoV-2 rRT-PCR_Quest Diagnostics Infectious Disease, Inc. | EUA |  |  | SARS coronavirus 2 RNA | PrThr | Pt | Respiratory | Ord | Probe.amp.tar | 20200428 | 2.68 | 26
20210908 | Nasal swab specimens can now be used for this test. nasal swab specimens (445297001^Swab of internal nose^SCT) | Quest Diagnostics | LDT: Quest SARS-CoV-2 rRT-PCR | SARS-Cov-2 Result Interpretation | nasopharyngeal swab (258500001^Nasopharyngeal swab^SCT) oropharyngeal swabs (258529004^Throat swab^SCT) sputum (119334006^Sputum specimen^SCT) tracheal aspirates (445447003^Specimen from trachea obtained by aspiration^SCT) bronchoalveolar lavage/wash (258607008^Bronchoalveolar lavage fluid sample^SCT)). | NOT DETECTED (260415000^Not Detected^SCT) NOT DETECTED (895231008^Not Detected in Pooled Specimen^SCT) DETECTED (260373001^Detected^SCT) INCONCLUSIVE (419984006^Inconclusive^SCT) INVALID (455371000124106^Invalid result^SCT or 125154007^Specimen unsatisfactory for evaluation^SCT) | 94500-6 | SARS coronavirus 2 RNA [Presence] in Respiratory specimen by NAA with probe detection | 94531-1 | SARS coronavirus 2 RNA panel - Respiratory specimen by NAA with probe detection |  |  |  | Quest SARS-CoV-2 rRT-PCR_Quest Diagnostics Infectious Disease, Inc. | EUA | ABI 7500 Real-Time PCR_Thermo Fisher | MNI | SARS coronavirus 2 RNA | PrThr | Pt | Respiratory | Ord | Probe.amp.tar | 20200826 | 2.68 | 26
20210908 | The updated Package Insert no longer has Nasal specimen, just Anterior nasal and Mid-turbinate nasal. | Verily Life Sciences | LDT: Verily COVID-19 RT-PCR Test* | SARS-CoV-2 Result Interpretation | anterior nares swab (697989009^Anterior nares swab^SCT) nasal (445297001^Swab of internal nose^SCT) mid-turbinate (871810001^Mid-turbinate nasal swab^SCT) nasopharyngeal (258500001^Nasopharyngeal swab^SCT) oropharyngeal swab (258529004^Throat swab^SCT) | NA (455371000124106^Invalid result^SCT or 125154007^Specimen unsatisfactory for evaluation^SCT) SARS-CoV-2 Negative Pool (895231008^Not Detected in Pooled Specimen^SCT) SARS-CoV-2 Inconclusive Pool (897500001^Indeterminate in pooled specimen^SCT) SARS-CoV-2 Positive Pool (462371000124108^Detected in pooled specimen^SCT) SARS-CoV-2 Not Detected (260415000^Not Detected^SCT) SARS-CoV-2 Inconclusive (419984006^Inconclusive^SCT) SARS-CoV-2 Detected (260373001^Detected^SCT) | 94500-6 | SARS-CoV-2 (COVID-19) RNA [Presence] in Respiratory specimen by NAA with probe detection | 94531-1 | SARS-CoV-2 (COVID-19) RNA panel - Respiratory specimen by NAA with probe detection | Testing is limited to Verily Life Sciences laboratory, located at 249 E Grand Avenue, South San Francisco, CA 94080 |  |  | Verily COVID-19 RT-PCR Test_Verily Life Sciences | EUA | 10190302000222 | DII | SARS coronavirus 2 RNA | PrThr | Pt | Respiratory | Ord | Probe.amp.tar | 20200916 | 2.68 | 706
20210908 | The updated Package Insert no longer has Nasal specimen, just Anterior nasal and Mid-turbinate nasal. | Verily Life Sciences | LDT: Verily COVID-19 RT-PCR Test* | SARS-CoV-2 Result Interpretation | anterior nares swab (697989009^Anterior nares swab^SCT) nasal (445297001^Swab of internal nose^SCT) mid-turbinate (871810001^Mid-turbinate nasal swab^SCT) nasopharyngeal (258500001^Nasopharyngeal swab^SCT) oropharyngeal swab (258529004^Throat swab^SCT) | NA (455371000124106^Invalid result^SCT or 125154007^Specimen unsatisfactory for evaluation^SCT) SARS-CoV-2 Negative Pool (895231008^Not Detected in Pooled Specimen^SCT) SARS-CoV-2 Inconclusive Pool (897500001^Indeterminate in pooled specimen^SCT) SARS-CoV-2 Positive Pool (462371000124108^Detected in pooled specimen^SCT) SARS-CoV-2 Not Detected (260415000^Not Detected^SCT) SARS-CoV-2 Inconclusive (419984006^Inconclusive^SCT) SARS-CoV-2 Detected (260373001^Detected^SCT) | 94500-6 | SARS-CoV-2 (COVID-19) RNA [Presence] in Respiratory specimen by NAA with probe detection | 94531-1 | SARS-CoV-2 (COVID-19) RNA panel - Respiratory specimen by NAA with probe detection | Testing is limited to Verily Life Sciences laboratory, located at 249 E Grand Avenue, South San Francisco, CA 94080 |  |  | Verily COVID-19 RT-PCR Test_Verily Life Sciences | EUA | 10190302015592 | DII | SARS coronavirus 2 RNA | PrThr | Pt | Respiratory | Ord | Probe.amp.tar | 20200916 | 2.68 | 706
20210811 | Per updated package insert of 4/23: Added specimen types Mid-turbinate nasal swab, Nasopharyngeal wash/aspirate, Nasal aspirate. | Becton, Dickinson and Company (BD) | BD MAX System | SARS-CoV-2 Result Interpretation | nasal swab (445297001^Swab of internal nose^SCT) nasopharyngeal swab (258500001^Nasopharyngeal swab^SCT) oropharyngeal swab (258529004^Throat swab^SCT) | Positive (260373001^Detected^SCT) Negative (260415000^Not detected^SCT) UNR (unresolved) (455371000124106^Invalid result^SCT or 125154007^Specimen unsatisfactory for evaluation^SCT) | 94533-7 | SARS coronavirus 2 N gene [Presence] in Respiratory specimen by NAA with probe detection | 94531-1 | SARS coronavirus 2 RNA panel - Respiratory specimen by NAA with probe detection |  |  | 445003 | BD SARS-CoV-2Reagents for BD MAX System_Becton, Dickinson & Company | EUA |  |  | SARS coronavirus 2 N gene | PrThr | Pt | Respiratory | Ord | Probe.amp.tar | 20200428 | 2.68 | 128
20210811 | Two typos have been corrected in the Test Kit Name ID column: (1) The manufacturer name has been changed to 'Becton, Dickinson and Company (BD).' (2) There is now a space between 'BD SARS-CoV-2' and 'Reagents'. | Becton, Dickinson and Company (BD) | BD MAX System | SARS-CoV-2 Result Interpretation | nasal swab (445297001^Swab of internal nose^SCT) mid-turbinate swab (871810001^Mid-turbinate nasal swab^SCT) nasal aspirate (429931000124105^Nasal aspirate specimen^SCT) nasopharyngeal swab (258500001^Nasopharyngeal swab^SCT) nasopharyngeal wash/aspirate (258467004^Nasopharyngeal washings^SCT or 258411007^Nasopharyngeal aspirate^SCT) oropharyngeal swab (258529004^Throat swab^SCT) | Positive (260373001^Detected^SCT) Negative (260415000^Not detected^SCT) UNR (unresolved) (455371000124106^Invalid result^SCT or 125154007^Specimen unsatisfactory for evaluation^SCT) | 94533-7 | SARS coronavirus 2 N gene [Presence] in Respiratory specimen by NAA with probe detection | 94531-1 | SARS coronavirus 2 RNA panel - Respiratory specimen by NAA with probe detection |  |  | 445003 | BD SARS-CoV-2Reagents for BD MAX System_Becton, Dickinson & Company | EUA |  |  | SARS coronavirus 2 N gene | PrThr | Pt | Respiratory | Ord | Probe.amp.tar | 20210428 | 2.68 | 128
20210811 | The Manufacturer name has changed from 'Bioeksen R&D Technologies Ltd.' to 'Bioeksen R&D Technologies Inc.' This change has also been made in the Test Kit Name ID column. | Bioeksen R&D Technologies Ltd. | Bio-Speedy Direct RT-qPCR SARS-CoV-2* | SARS-CoV-2 Result Interpretation | nasopharyngeal swabs (258500001^Nasopharyngeal swab^SCT) oropharyngeal (throat) swabs (258529004^Throat swab^SCT) combined nasopharyngeal/oropharyngeal swabs (433801000124107^Nasopharyngeal and oropharyngeal swab^SCT) anterior nasal swabs (697989009^Anterior nares swab^SCT) mid-turbinate nasal swabs (871810001^Mid-turbinate nasal swab^SCT) nasal aspirates (429931000124105^Nasal aspirate specimen^SCT) nasopharyngeal aspirates (258411007^Nasopharyngeal aspirate^SCT) nasal washes (433871000124101^Nasal washings^SCT) bronchoalveolar lavage samples (258607008^Bronchoalveolar lavage fluid sample^SCT) | Results are VALID, SARS-CoV-2 RNA is Detected (260373001^Detected^SCT) Results are VALID, SARS-CoV-2 RNA is Not Detected (260415000^Not Detected^SCT) Results are INVALID (455371000124106^Invalid result^SCT or 125154007^Specimen unsatisfactory for evaluation^SCT) | 94559-2 | SARS-CoV-2 (COVID-19) ORF1ab region [Presence] in Respiratory specimen by NAA with probe detection | 94559-2 | SARS-CoV-2 (COVID-19) ORF1ab region [Presence] in Respiratory specimen by NAA with probe detection |  |  |  | Bio-Speedy Direct RT-qPCR SARS-CoV-2_Bioeksen R&D Technologies Ltd. | EUA |  |  | SARS coronavirus 2 ORF1ab region | PrThr | Pt | Respiratory | Ord | Probe.amp.tar | 20200909 | 2.68 | 695
20210811 | The Manufacturer name has been changed to Color Health, Inc. This change has been made in the Manufacturer column and in the Test Kit Name ID column. | Color Genomics | LDT: Color Genomics SARS-CoV-2 RT-LAMP Diagnostic Assay* | SARS-CoV-2 RNA | Anterior nasal swab (697989009^Anterior nares swab^SCT) Mid-turbinate nasal swabs(871810001^Mid-turbinate nasal swab^SCT) nasopharyngeal swab (258500001^Nasopharyngeal swab^SCT) oropharyngeal swabs (258529004^Throat swab^SCT) nasopharyngeal wash (258467004^Nasopharyngeal washings^SCT) nasopharyngeal aspirate (258411007^Nasopharyngeal aspirate^SCT) nasal aspirate (429931000124105^Nasal aspirate specimen^SCT) BAL (258607008^Bronchoalveolar lavage fluid sample^SCT) | SARS-CoV-2 DETECTED (260373001^Detected^SCT) SARS-CoV-2 NOT DETECTED (260415000^Not detected^SCT) Inconclusive (419984006^Inconclusive^SCT) Failed (455371000124106^Invalid result^SCT) | 94500-6 | SARS coronavirus 2 RNA [Presence] in Respiratory specimen by NAA with probe detection | 94500-6 | SARS coronavirus 2 RNA [Presence] in Respiratory specimen by NAA with probe detection |  |  |  | Color Genomics SARS-CoV-2 RT-LAMP Diagnostic Assay_Color Genomics, Inc. | EUA |  |  | SARS coronavirus 2 RNA | PrThr | Pt | Respiratory | Ord | Probe.amp.tar | 20210324 | 2.68 | 316
20210811 | The name of this test has been changed to 'Color SARS-CoV-2 RT-LAMP Diagnostic Assay'. | Color Genomics | LDT: Color SARS CoV-2 Diagnostic Assay* | SARS-CoV-2 RNA | Nasal swab (445297001^Swab of internal nose^SCT) Mid-turbinate nasal swabs(871810001^Mid-turbinate nasal swab^SCT) nasopharyngeal swab (258500001^Nasopharyngeal swab^SCT) oropharyngeal swabs (258529004^Throat swab^SCT) nasopharyngeal wash (258467004^Nasopharyngeal washings^SCT) nasopharyngeal aspirate (258411007^Nasopharyngeal aspirate^SCT) nasal aspirate (429931000124105^Nasal aspirate specimen^SCT) BAL (258607008^Bronchoalveolar lavage fluid sample^SCT) | SARS-CoV-2 DETECTED (260373001^Detected^SCT) SARS-CoV-2NOT DETECTED (260415000^Not detected^SCT) Inconclusive (419984006^Inconclusive^SCT) Failed (455371000124106^Invalid result^SCT) | 94500-6 | SARS coronavirus 2 RNA [Presence] in Respiratory specimen by NAA with probe detection | 94500-6 | SARS coronavirus 2 RNA [Presence] in Respiratory specimen by NAA with probe detection |  |  |  | Color Genomics SARS-CoV-2 RT-LAMP Diagnostic Assay_Color Genomics, Inc. | EUA |  |  | SARS coronavirus 2 RNA | PrThr | Pt | Respiratory | Ord | Probe.amp.tar | 20200526 | 2.68 | 316
20210811 | Change name of assay to 'Color Genomics SARS-CoV-2 RT-LAMP Diagnostic Assay'. Change Nasal swab specimen to Anterior nasal swab. | Color Genomics | LDT: Color SARS-CoV-2 RT-LAMP Diagnostic Assay* | SARS-CoV-2 RNA | Nasal swab (445297001^Swab of internal nose^SCT) Mid-turbinate nasal swabs(871810001^Mid-turbinate nasal swab^SCT) nasopharyngeal swab (258500001^Nasopharyngeal swab^SCT) oropharyngeal swabs (258529004^Throat swab^SCT) nasopharyngeal wash (258467004^Nasopharyngeal washings^SCT) nasopharyngeal aspirate (258411007^Nasopharyngeal aspirate^SCT) nasal aspirate (429931000124105^Nasal aspirate specimen^SCT) BAL (258607008^Bronchoalveolar lavage fluid sample^SCT) | SARS-CoV-2 DETECTED (260373001^Detected^SCT) SARS-CoV-2 NOT DETECTED (260415000^Not detected^SCT) Inconclusive (419984006^Inconclusive^SCT) Failed (455371000124106^Invalid result^SCT) | 94500-6 | SARS coronavirus 2 RNA [Presence] in Respiratory specimen by NAA with probe detection | 94500-6 | SARS coronavirus 2 RNA [Presence] in Respiratory specimen by NAA with probe detection |  |  |  | Color Genomics SARS-CoV-2 RT-LAMP Diagnostic Assay_Color Genomics, Inc. | EUA |  |  | SARS coronavirus 2 RNA | PrThr | Pt | Respiratory | Ord | Probe.amp.tar | 20201118 | 2.68 | 316
20210811 | The Manufacturer name has been changed to 'MobileDetect Bio Inc.' This change has also been made in the Test Kit Name ID column. | Detectachem Inc. | MobileDetect Bio BCC19 (MD-Bio BCC19) Test Kit* | SARS-CoV-2 Result Interpretation | nasopharyngeal (NP) swab (258500001^Nasopharyngeal swab^SCT) oropharyngeal (OP) swab (258529004^Throat swab^SCT) mid-turbinate (MT) swab (871810001^Mid-turbinate nasal swab^SCT) anterior nares (nasal) swab (697989009^Anterior nares swab^SCT) | Positive (260373001^Detected^SCT) Negative (260415000^Not Detected^SCT) Invalid (455371000124106^Invalid result^SCT or 125154007^Specimen unsatisfactory for evaluation^SCT) | 94500-6 | SARS-CoV-2 (COVID-19) RNA [Presence] in Respiratory specimen by NAA with probe detection | 94500-6 | SARS-CoV-2 (COVID-19) RNA [Presence] in Respiratory specimen by NAA with probe detection |  |  |  | MobileDetect Bio BCC19 (MD-Bio BCC19) Test Kit_Detectachem Inc. | EUA |  |  | SARS coronavirus 2 RNA | PrThr | Pt | Respiratory | Ord | Probe.amp.tar | 20200916 | 2.68 | 692
20210811 | The Vendor Specimen Description now has a SNOMED code: 441620008^Oral fluid specimen^SCT | Diabetomics, Inc. | CovAb SARS-CoV-2 Ab Test* | Total SARS-CoV-2 antibodies Result Interpretation | oral fluid (gingival crevicular fluid – GCF) | Positive Test Result (10828004^Positive^SCT) Negative Test Result (260385009^Negative^SCT) Invalid Test (455371000124106^Invalid result^SCT or 125154007^Specimen unsatisfactory for evaluation^SCT) | 98069-8 | SARS-CoV-2 (COVID-19) Ab [Presence] in Saliva (oral fluid) by Rapid immunoassay | 98069-8 | SARS-CoV-2 (COVID-19) Ab [Presence] in Saliva (oral fluid) by Rapid immunoassay |  |  |  | CovAb SARS-CoV-2 Ab Test_Diabetomics, Inc. | EUA |  |  | SARS coronavirus 2 Ab | PrThr | Pt | Saliva | Ord | IA.rapid | 20210623 | 2.71-pre | 1103
20210811 | The LOINC Order Code and Test Performed Code have been changed to: 94756-4^SARS-CoV-2 (COVID-19) N gene [Presence] in Respiratory specimen by Nucleic acid amplification using CDC primer-probe set N1 | Exact Sciences Laboratories | LDT: Exact Sciences SARS-CoV-2 (N gene detection) Test* | SARS-CoV-2 RNA | Nasal swab (445297001^Swab of internal nose^SCT) Mid-turbinate nasal swabs(871810001^Mid-turbinate nasal swab^SCT) nasopharyngeal swab (258500001^Nasopharyngeal swab^SCT) oropharyngeal swabs (258529004^Throat swab^SCT) | SARS-CoV-2(COVID-19) RNA detected (260373001^Detected^SCT) SARS-CoV-2 (COVID-19) RNA NOT detected (260415000^Not detected^SCT) Inconclusive (419984006^Inconclusive^SCT) Invalid (455371000124106^Invalid result^SCT) | 94533-7 | SARS coronavirus 2 N gene [Presence] in Respiratory specimen by NAA with probe detection | 94533-7 | SARS coronavirus 2 N gene [Presence] in Respiratory specimen by NAA with probe detection |  |  |  | Exact Sciences SARS-CoV-2 (N gene detection) Test_Exact Sciences Laboratories | EUA |  |  | SARS coronavirus 2 N gene | PrThr | Pt | Respiratory | Ord | Probe.amp.tar | 20200526 | 2.68 | 335
20210811 | This test is no longer in use at Exact Sciences Labs. They have replaced it with the SARS-CoV-2 (N gene detection) Test_Exact Sciences Laboratories | Exact Sciences Laboratories | LDT: SARS-CoV-2 Test* | SARS-CoV-2 Result Interpretation | Nasal swab (445297001^Swab of internal nose^SCT) nasopharyngeal swab (258500001^Nasopharyngeal swab^SCT) oropharyngeal swab (258529004^Throat swab^SCT) | Positive(260373001^Detected^SCT) Negative (260415000^Not detected^SCT) Inconclusive (419984006^Inconclusive^SCT) Invalid (455371000124106^Invalid result^SCT or 125154007^Specimen unsatisfactory for evaluation^SCT) | 94500-6 | SARS coronavirus 2 RNA [Presence] in Respiratory specimen by NAA with probe detection | 94531-1 | SARS coronavirus 2 RNA panel - Respiratory specimen by NAA with probe detection |  |  |  | SARS-CoV-2 Test_Exact Sciences Laboratories | EUA |  |  | SARS coronavirus 2 RNA | PrThr | Pt | Respiratory | Ord | Probe.amp.tar | 20200519 | 2.68 | 316
20210811 | (1) The Manufacturer name has been changed to 'Express Gene LLC, DBA: Express Gene Molecular Diagnostics Laboratory.' This change has also been made in the Test Kit Name ID column. (2) The specimen 'Nasal swab' has been changed to 'anterior nasal swab.' | Express Gene LLC (dba Molecular Diagnostics Laboratory) | LDT: Express Gene 2019-nCoV RT-PCR Diagnostic Panel* | SARS-CoV-2 RNA | Nasal swab (445297001^Swab of internal nose^SCT) Mid-turbinate nasal swabs(871810001^Mid-turbinate nasal swab^SCT) nasopharyngeal swab (258500001^Nasopharyngeal swab^SCT) oropharyngeal swabs (258529004^Throat swab^SCT) nasopharyngeal wash (258467004^Nasopharyngeal washings^SCT) nasopharyngeal aspirate (258411007^Nasopharyngeal aspirate^SCT) nasal aspirate (429931000124105^Nasal aspirate specimen^SCT) BAL (258607008^Bronchoalveolar lavage fluid sample^SCT) | SARS-CoV-2 detected (260373001^Detected^SCT) SARS-CoV-2not detected (260415000^Not detected^SCT) | 94500-6 | SARS coronavirus 2 RNA [Presence] in Respiratory specimen by NAA with probe detection | 94531-1 | SARS coronavirus 2 RNA panel - Respiratory specimen by NAA with probe detection |  |  |  | Express Gene 2019-nCoV RT-PCR Diagnostic Panel_Express Gene LLC (dba Molecular Diagnostics Laboratory) | EUA |  |  | SARS coronavirus 2 RNA | PrThr | Pt | Respiratory | Ord | Probe.amp.tar | 20200526 | 2.68 | 316
20210811 | The Manufacturer name has been changed to 'Fulgent Therapeutics.' This change has also been made in the Test Kit Name ID column. | Fulgent Therapeutics, LLC | COVID-19 by RT-PCR test* | COVID-19 | Nasal swab (445297001^Swab of internal nose^SCT) nasopharyngeal swab (258500001^Nasopharyngeal swab^SCT) oropharyngeal swab (258529004^Throat swab^SCT) | COVID-19 Positive (260373001^Detected^SCT) COVID-19 Negative (260415000^Not detected^SCT) Inconclusive (419984006^Inconclusive^SCT) Invalid (455371000124106^Invalid result^SCT) | 94533-7 | SARS coronavirus 2 N gene [Presence] in Respiratory specimen by NAA with probe detection | 94531-1 | SARS coronavirus 2 RNA panel - Respiratory specimen by NAA with probe detection |  |  |  | Fulgent COVID-19 by RT-PCR Test_Fulgent Therapeutics, LLC | EUA |  |  | SARS coronavirus 2 N gene | PrThr | Pt | Respiratory | Ord | Probe.amp.tar | 20200519 | 2.68 | 312
20210811 | The Manufacturer name has been changed to 'Helix OpCo LLC.' This change has also been made in the Test Kit Name ID column. | Helix OpCo LLC (dba Helix) | LDT: Helix COVID-19 Test* | SARS-CoV-2 Result Interpretation | nasopharyngeal swabs (258500001^Nasopharyngeal swab^SCT) oropharyngeal (throat) swab (258529004^Throat swab^SCT) mid-turbinate nasal swabs (871810001^Mid-turbinate nasal swab^SCT) anterior nasal swabs (697989009^Anterior nares swab^SCT) | Invalid (455371000124106^Invalid result^SCT or 125154007^Specimen unsatisfactory for evaluation^SCT) SARS-CoV-2 not detected (260415000^Not Detected^SCT) SARS-Cov-2 Inconclusive (419984006^Inconclusive^SCT) Positive for SARS-Cov-2 (260373001^Detected^SCT) | 94500-6 | SARS-CoV-2 (COVID-19) RNA [Presence] in Respiratory specimen by NAA with probe detection | 94531-1 | SARS-CoV-2 (COVID-19) RNA panel - Respiratory specimen by NAA with probe detection | Testing is limited to the Helix Laboratory located at 9875 Towne Centre Dr San Diego, CA 92121 |  |  | Helix COVID-19 Test_Helix OpCo LLC (dba Helix) | EUA |  |  | SARS coronavirus 2 RNA | PrThr | Pt | Respiratory | Ord | Probe.amp.tar | 20200728 | 2.68 | 534
20210811 | The Vendor Specimen Description 'Nasal specimen' has been replaced 'nasal swabs.' | NeuMoDx Molecular | NeuMoDx SARS-CoV-2 Assay* | SARS-CoV2 Result Interpretation | Nasal specimen (429931000124105^Nasal aspirate specimen^SCT or 445297001^Swab of internal nose^SCT) nasopharyngeal specimen (258500001^Nasopharyngeal swab^SCT or nasopharyngeal wash (258467004^Nasopharyngeal washings^SCT or 258411007^Nasopharyngeal aspirate^SCT) oropharyngeal specimen (258529004^Throat swab^SCT) | SARS-CoV-2 RNA detected (260373001^Detected^SCT) SARS-CoV-2 RNA not detected (260415000^Not detected^SCT) All target results were invalid(455371000124106^Invalid result^SCT or 125154007^Specimen unsatisfactory for evaluation^SCT) | 94500-6 | SARS coronavirus 2 RNA [Presence] in Respiratory specimen by NAA with probe detection | 94531-1 | SARS coronavirus 2 RNA panel - Respiratory specimen by NAA with probe detection |  |  |  | NeuMoDx SARS-CoV-2 Assay_NeuMoDx Molecular, Inc. | EUA |  |  | SARS coronavirus 2 RNA | PrThr | Pt | Respiratory | Ord | Probe.amp.tar | 20200428 | 2.68 | 57
20210811 | The Manufacturer name to has been changed to 'Wadsworth Center, New York State Department of Public Health.' This change has also been made in the Test Kit Name ID column. | New York State Deptment of Health - Wadsworth | New York SARS-CoV-2 Real-time Reverse Transcriptase (RT)-PCR Diagnostic Panel* | RNase P | Nasopharyngeal Swab (258500001^Nasopharyngeal swab^SCT) oropharyngeal swabs (258529004^Throat swab^SCT) 433801000124107^Nasopharyngeal and oropharyngeal swab^SCT sputum (119334006^Sputum specimen^SCT) saliva (119342007^Saliva specimen^SCT) nasal swab (445297001^Swab of internal nose^SCT) | + (260373001^Detected^SCT) - (260415000^Not Detected^SCT) | 68993-5 | Human RNase P RNA [Presence] in Unspecified specimen by NAA with probe detection | 94306-8 | SARS Coronavirus 2 RNA panel - Unspecified specimen by NAA with probe detection |  |  |  | New York SARS-CoV-2 Real-time Reverse Transcriptase (RT)-PCR Diagnostic Panel_Wadsworth Center, New York State Department of Public Health's (CDC) | EUA |  |  | Human RNase P RNA | PrThr | PT | XXX | Ord | Probe.amp.tar | 20200428 | 2.68 | 8
20210811 | The Manufacturer name to has been changed to 'Wadsworth Center, New York State Department of Public Health.' This change has also been made in the Test Kit Name ID column. | New York State Deptment of Health - Wadsworth | New York SARS-CoV-2 Real-time Reverse Transcriptase (RT)-PCR Diagnostic Panel* | SARS-CoV-2 N1 | Nasopharyngeal Swab (258500001^Nasopharyngeal swab^SCT) oropharyngeal swabs (258529004^Throat swab^SCT) 433801000124107^Nasopharyngeal and oropharyngeal swab^SCT sputum (119334006^Sputum specimen^SCT) saliva (119342007^Saliva specimen^SCT) nasal swab (445297001^Swab of internal nose^SCT) | + (260373001^Detected^SCT) - (260415000^Not Detected^SCT) | 94307-6 | SARS Coronavirus 2 N gene [Presence] in Unspecified specimen by Nucleic acid amplification using primer-probe set N1 | 94306-8 | SARS Coronavirus 2 RNA panel - Unspecified specimen by NAA with probe detection |  |  |  | New York SARS-CoV-2 Real-time Reverse Transcriptase (RT)-PCR Diagnostic Panel_Wadsworth Center, New York State Department of Public Health's (CDC) | EUA |  |  | SARS Coronavirus 2 N gene | PrThr | PT | XXX | Ord | Probe.amp.tar.primer-probe set N1 | 20200428 | 2.68 | 6
20210811 | The Manufacturer name to has been changed to 'Wadsworth Center, New York State Department of Public Health.' This change has also been made in the Test Kit Name ID column. | New York State Deptment of Health - Wadsworth | New York SARS-CoV-2 Real-time Reverse Transcriptase (RT)-PCR Diagnostic Panel* | SARS-CoV-2 N2 | Nasopharyngeal Swab (258500001^Nasopharyngeal swab^SCT) oropharyngeal swabs (258529004^Throat swab^SCT) 433801000124107^Nasopharyngeal and oropharyngeal swab^SCT sputum (119334006^Sputum specimen^SCT) saliva (119342007^Saliva specimen^SCT) nasal swab (445297001^Swab of internal nose^SCT) | + (260373001^Detected^SCT) - (260415000^Not Detected^SCT) | 94308-4 | SARS Coronavirus 2 N gene [Presence] in Unspecified specimen by Nucleic acid amplification using primer-probe set N2 | 94306-8 | SARS Coronavirus 2 RNA panel - Unspecified specimen by NAA with probe detection |  |  |  | New York SARS-CoV-2 Real-time Reverse Transcriptase (RT)-PCR Diagnostic Panel_Wadsworth Center, New York State Department of Public Health's (CDC) | EUA |  |  | SARS Coronavirus 2 N gene | PrThr | PT | XXX | Ord | Probe.amp.tar.primer-probe set N2 | 20200428 | 2.68 | 7
20210811 | The Manufacturer name to has been changed to 'Wadsworth Center, New York State Department of Public Health.' This change has also been made in the Test Kit Name ID column. | New York State Deptment of Health - Wadsworth | New York SARS-CoV-2 Real-time Reverse Transcriptase (RT)-PCR Diagnostic Panel* | SARS-CoV-2 Result Interpretation | Nasopharyngeal Swab (258500001^Nasopharyngeal swab^SCT) oropharyngeal swabs (258529004^Throat swab^SCT) 433801000124107^Nasopharyngeal and oropharyngeal swab^SCT sputum (119334006^Sputum specimen^SCT) saliva (119342007^Saliva specimen^SCT) nasal swab (445297001^Swab of internal nose^SCT) | Positive SARS-CoV-2 (260373001^Detected^SCT) SARS-CoV-2 Not Detected (260415000^Not detected^SCT) Inconclusive (419984006^Inconclusive^SCT) Invalid (455371000124106^Invalid result^SCT or 125154007^Specimen unsatisfactory for evaluation^SCT) | 94309-2 | SARS Coronavirus 2 RNA [Presence] in Unspecified specimen Qualitative by NAA with probe detection | 94306-8 | SARS Coronavirus 2 RNA panel - Unspecified specimen by NAA with probe detection |  |  |  | New York SARS-CoV-2 Real-time Reverse Transcriptase (RT)-PCR Diagnostic Panel_Wadsworth Center, New York State Department of Public Health's (CDC) | EUA |  |  | SARS Coronavirus 2 RNA | PrThr | PT | XXX | Ord | Probe.amp.tar | 20200428 | 2.68 | 5
20210811 | A hyphen has been added to the Manufacturer name. It is now 'Ortho-Clinical Diagnostics, Inc.' This change has also been made in the Test Kit Name ID column. | Ortho Clinical Diagnostics, Inc. | VITROS Immunodiagnostic Products Anti-SARS-CoV-2 IgG Reagent Pack* | IgG anti- SARS-CoV-2 | Serum (119364003^Serum specimen^SCT) | Specimen is non-reactive for anti-SARS-CoV-2 IgG (260385009^Negative^SCT) Specimen is reactive for anti-SARS-CoV-2 IgG (10828004^Positive^SCT) | 94563-4 | SARS coronavirus 2 IgG Ab [Presence] in Serum or Plasma by Immunoassay | 94563-4 | SARS coronavirus 2 IgG Ab [Presence] in Serum or Plasma by Immunoassay |  |  |  | VITROS Immunodiagnostic Products Anti-SARS-CoV-2 IgG Reagent Pack_Ortho-Clinical Diagnostics, Inc. | EUA |  |  | SARS coronavirus 2 Ab.IgG | PrThr | Pt | Ser/Plas | Ord | IA | 20200925 | 2.68 | 236
20210811 | (1) Added 'Anterior nasal swab' to specimens (2) Added result 'Negative (895231008^Not Detected in Pooled Specimen^SCT)' (3) Added rows for five PCR instruments: ABI 7500 Real-Time PCR_Thermo Fisher ABI 7500 FAST Dx Real-Time PCR_Thermo Fisher ABI QuantStudio 3 Real-Time PCR_Thermo Fisher ABI QuantStudio 5 Real-Time PCR_Thermo Fisher Analytik Jena qTower G_Analytik Jena AG | PerkinElmer | PerkinElmer New Coronavirus Nucleic Acid Detection Kit test* | SARS-CoV-2 Result Interpretation | Nasopharyngeal swab (NP) (258500001^Nasopharyngeal swab^SCT) Oropharyngeal swab (e.g., throat swab, OP) (258529004^Throat swab^SCT) | SARS-CoV-2 detected (260373001^Detected^SCT) SARS-CoV-2 not detected (260415000^Not detected^SCT) Invalid Result (455371000124106^Invalid result^SCT or 125154007^Specimen unsatisfactory for evaluation^SCT) | 94500-6 | SARS coronavirus 2 RNA [Presence] in Respiratory specimen by NAA with probe detection | 94531-1 | SARS coronavirus 2 RNA panel - Respiratory specimen by NAA with probe detection |  |  |  | PerkinElmer New Coronavirus Nucleic Acid Detection Kit_PerkinElmer, Inc. | EUA |  |  | SARS coronavirus 2 RNA | PrThr | Pt | Respiratory | Ord | Probe.amp.tar | 20200428 | 2.68 | 46
20210811 | The Manufacturer name has been changed to 'LetsGetChecked, Inc.' This change has also been made in the Test Kit Name ID column. | PrivaPath Diagnostics, Inc. | LDT: LetsGetChecked Coronavirus (COVID-19) Test* | SARS-CoV-2 Result | nasal swab (445297001^Swab of internal nose^SCT) | Positive (260373001^Detected^SCT) Negative (260415000^Not Detected^SCT) Invalid (455371000124106^Invalid result^SCT or 125154007^Specimen unsatisfactory for evaluation^SCT) | 94559-2 | SARS coronavirus 2 ORF1ab region [Presence] in Respiratory specimen by NAA with probe detection | 94559-2 | SARS coronavirus 2 ORF1ab region [Presence] in Respiratory specimen by NAA with probe detection |  |  |  | LetsGetChecked Coronavirus (COVID-19) Test_PrivaPath Diagnostics, Inc. | EUA |  |  | SARS coronavirus 2 ORF1ab region | PrThr | Pt | Respiratory | Ord | Probe.amp.tar | 20200925 | 2.68 | 340
20210811 | Changed Vendor Analyte from 'Patient Sample' to 'SARS-CoV-2 Result Interpretation' | Stanford Health Care Clinical Virology Laboratory | LDT: Stanford SARS-CoV-2 assay | SARS-CoV-2 Result Interpretation | Nasal swab (445297001^Swab of internal nose^SCT) mid-turbinate nasal swab (871810001^Mid-turbinate nasal swab^SCT) nasopharyngeal swab (258500001^Nasopharyngeal swab^SCT) oropharyngeal swab (258529004^Throat swab^SCT) BAL (258607008^Bronchoalveolar lavage fluid sample^SCT) | Detected(260373001^Detected^SCT) Not detected (260415000^Not detected^SCT) indeterminate (82334004^Indeterminate) Invalid (455371000124106^Invalid result^SCT or 125154007^Specimen unsatisfactory for evaluation^SCT) | 94758-0 | SARS-related coronavirus E gene [Presence] in Respiratory specimen by NAA with probe detection | 94758-0 | SARS-related coronavirus E gene [Presence] in Respiratory specimen by NAA with probe detection |  |  |  | Stanford SARS-CoV-2 assay_Stanford Health Care Clinical Virology Laboratory | EUA |  |  | SARS-related coronavirus E gene | PrThr | Pt | Respiratory | Ord | Probe.amp.tar | 20200925 | 2.68 | 121
20210811 | The Model name has been changed to 'SARS-CoV-2 assay' (without 'Stanford'). This change has also been made in the Test Kit Name ID column. | Stanford Health Care Clinical Virology Laboratory | LDT: Stanford SARS-CoV-2 assay | SARS-CoV-2 Result Interpretation | Nasal swab (445297001^Swab of internal nose^SCT) mid-turbinate nasal swab (871810001^Mid-turbinate nasal swab^SCT) nasopharyngeal swab (258500001^Nasopharyngeal swab^SCT) oropharyngeal swab (258529004^Throat swab^SCT) BAL (258607008^Bronchoalveolar lavage fluid sample^SCT) | Detected(260373001^Detected^SCT) Not detected (260415000^Not detected^SCT) indeterminate (82334004^Indeterminate) Invalid (455371000124106^Invalid result^SCT or 125154007^Specimen unsatisfactory for evaluation^SCT) | 94758-0 | SARS-related coronavirus E gene [Presence] in Respiratory specimen by NAA with probe detection | 94758-0 | SARS-related coronavirus E gene [Presence] in Respiratory specimen by NAA with probe detection |  |  |  | Stanford SARS-CoV-2 assay_Stanford Health Care Clinical Virology Laboratory | EUA |  |  | SARS-related coronavirus E gene | PrThr | Pt | Respiratory | Ord | Probe.amp.tar | 20210107 | 2.68 | 121
20210811 | The Manufacturer name has been changed to BioTNS Co. Ltd. This change has been made in the Manufacturer column and in the Test Kit Name ID column. | TNS Co., Ltd (Bio TNS) | COVID-19 RT-PCR Peptide Nucleic Acid (PNA) kit* | SARS-CoV-2 Result Interpretation | nasopharyngeal swabs (258500001^Nasopharyngeal swab^SCT) oropharyngeal swabs (258529004^Throat swab^SCT) anterior nasal swabs (697989009^Anterior nares swab^SCT) mid-turbinate nasal swabs (871810001^Mid-turbinate nasal swab^SCT) bronchoalveolar lavage (BAL) (258607008^Bronchoalveolar lavage fluid sample^SCT) nasopharyngeal wash/aspirates (258467004^Nasopharyngeal washings^SCT or 258411007^Nasopharyngeal aspirate^SCT) nasal aspirates (429931000124105^Nasal aspirate specimen^SCT) | Negative (260415000^Not Detected^SCT) Positive (260373001^Detected^SCT) Invalid (455371000124106^Invalid result^SCT or 125154007^Specimen unsatisfactory for evaluation^SCT) | 94500-6 | SARS-CoV-2 (COVID-19) RNA [Presence] in Respiratory specimen by NAA with probe detection | 94531-1 | SARS Coronavirus 2 RNA panel - Respiratory specimen by NAA with probe detection |  |  |  | COVID-19 RT-PCR Peptide Nucleic Acid (PNA) kit_TNS Co., Ltd (Bio TNS) | EUA |  |  | SARS coronavirus 2 RNA | PrThr | Pt | Respiratory | Ord | Probe.amp.tar | 20200707 | 2.68 | 453
20210728 | Per updated package insert of 7.22/21, add specimen types: Anterior nasal swab, Nasal wash/aspirate, and Bronchoalveolar lavage specemen. | DiaSorin | DiaSorin Molecular Simplexa COVID-19 Direct | overall SARS-CoV-2 result | nasopharyngeal swabs (NPS) (258500001^Nasopharyngeal swab^SCT) | Result indicates the presence of SARS-CoV-2 RNA in the patient sample (260373001^Detected^SCT) Result indicates the absence of SARS-CoV-2 RNA in the patient sample (260415000^Not detected^SCT) Result indicates inability to conclusively determine presence or absence of SARS-CoV- 2 RNA in the patient sample. This result may be due to 1) Internal Control (IC) failure, or 2) failure to detect sufficient specimen volume (455371000124106^Invalid result^SCT or 125154007^Specimen unsatisfactory for evaluation^SCT) | 94500-6 | SARS coronavirus 2 RNA [Presence] in Respiratory specimen by NAA with probe detection | 94531-1 | SARS coronavirus 2 RNA panel - Respiratory specimen by NAA with probe detection |  |  |  | Simplexa COVID-19 Direct assay_DiaSorin Molecular LLC | EUA |  |  | SARS coronavirus 2 RNA | PrThr | Pt | Respiratory | Ord | Probe.amp.tar | 20200428 | 2.68 | 31
20210707 | Added "EUA" for TestKit Name ID Type | Clinical Reference Laboratory, Inc. | LDT: CRL Rapid Response* | SARS-CoV-2 Result Interpretation | saliva specimens (119342007^Saliva specimen^SCT) | positive (260373001^Detected^SCT) negative (260415000^Not Detected^SCT) invalid (455371000124106^Invalid result^SCT or 125154007^Specimen unsatisfactory for evaluation^SCT) | 94534-5 | SARS-CoV-2 (COVID-19) RdRp gene [Presence] in Respiratory specimen by NAA with probe detection | 94534-5 | SARS-CoV-2 (COVID-19) RdRp gene [Presence] in Respiratory specimen by NAA with probe detection | Testing is limited to Clinical Reference Laboratory, Inc, located at 8433 Quivira Rd., Lenexa, KS 66215 |  |  | CRL Rapid Response_Clinical Reference Laboratory, Inc. |  |  |  | SARS coronavirus 2 RdRp gene | PrThr | Pt | Respiratory | Ord | Probe.amp.tar | 20200804 | 2.68 | 555
20210707 | Updated Order and Test LOINCs to 94534-5 (RdRp gene in Saliva by PCR). | Clinical Reference Laboratory, Inc. | LDT: CRL Rapid Response* | SARS-CoV-2 Result Interpretation | saliva specimens (119342007^Saliva specimen^SCT) | positive (260373001^Detected^SCT) negative (260415000^Not Detected^SCT) invalid (455371000124106^Invalid result^SCT or 125154007^Specimen unsatisfactory for evaluation^SCT) | 94534-5 | SARS-CoV-2 (COVID-19) RdRp gene [Presence] in Respiratory specimen by NAA with probe detection | 94534-5 | SARS-CoV-2 (COVID-19) RdRp gene [Presence] in Respiratory specimen by NAA with probe detection | Testing is limited to Clinical Reference Laboratory, Inc, located at 8433 Quivira Rd., Lenexa, KS 66215 |  |  | CRL Rapid Response_Clinical Reference Laboratory, Inc. | EUA | CFX96 Touch Real-Time PCR System_BioRad | MNI | SARS coronavirus 2 RdRp gene | PrThr | Pt | Respiratory | Ord | Probe.amp.tar | 20200818 | 2.68 | 555
20210519 | Per updated Package Insert of 5/11/2021: Add three PCR instruments: ABI QuantStudio 5 Real-Time PCR_Thermo Fisher ABI QuantStudio 5 Dx_Thermo Fisher ABI 7500 FAST Dx Real-Time PCR_Thermo Fisher | Applied DNA Sciences | Linea COVID-19 assay kit* | SARS-CoV-2 | Nasal swab (445297001^Swab of internal nose^SCT) mid-turbinate nasal swab (871810001^Mid-turbinate nasal swab^SCT) nasopharyngeal swab (258500001^Nasopharyngeal swab^SCT) oropharyngeal swabs (258529004^Throat swab^SCT) nasopharyngeal wash (258467004^Nasopharyngeal washings^SCT) nasopharyngeal aspirate (258411007^Nasopharyngeal aspirate^SCT) nasal aspirate (429931000124105^Nasal aspirate specimen^SCT) | Positive(260373001^Detected^SCT) Negative (260415000^Not detected^SCT) | 94640-0 | SARS coronavirus 2 S gene [Presence] in Respiratory specimen by NAA with probe detection | 94531-1 | SARS coronavirus 2 RNA panel - Respiratory specimen by NAA with probe detection |  |  |  | Linea COVID-19 Assay Kit_Applied DNA Sciences, Inc. | EUA | ABI QuantStudio 5 Real-Time PCR_Thermo Fisher | MNI | SARS coronavirus 2 S gene | PrThr | Pt | Respiratory | Ord | Probe.amp.tar | 20200519 | 2.68 | 300
20210519 | Per updated PI of 5/14/21: (1) Added Plasma specimen. (2) Added PCR instrument (Dynex DSX System_Dynex Technologies). (3) Change CLIA complexity level from High to Moderate. (4) Add result 'Retest' (mapped to Invalid or Specimen unsatisfactory. | InBios International, Inc | SCoV-2 Detect IgG ELISA* | IgG SARS-CoV-2 antibodies | Serum (119364003^Serum specimen^SCT) | Positive (10828004^Positive^SCT) Negative (260385009^Negative^SCT) | 94563-4 | SARS-CoV-2 (COVID19) IgG Ab [Presence] in Serum or Plasma by Immunoassay | 94563-4 | SARS-CoV-2 (COVID19) IgG Ab [Presence] in Serum or Plasma by Immunoassay |  |  |  | SCoV-2 Detect IgG ELISA_InBios International, Inc. | EUA |  |  | SARS coronavirus 2 Ab.IgG | PrThr | Pt | Ser/Plas | Ord | IA | 20200617 | 2.68 | 383
20210519 | Per updated Package Insert of 5/12/21: Add 3 PCR instruments: (1) Dynex DS2 System_Dynex Technologies, (2) Dynex DSX System_Dynex Technologies, (3) Dynex Agility System_Dynex Technologies | ZEUS Scientific, Inc. | ZEUS ELISA SARS-CoV-2 IgG Test System* | IgG antibodies result | serum (119364003^Serum specimen^SCT) plasma (119361006^Plasma specimen^SCT) | Negative (260385009^Negative^SCT) Equivocal/Indeterminate (42425007^Equivocal^SCT or 82334004^Indeterminate^SCT) Positive (10828004^Positive^SCT) | 94563-4 | SARS-CoV-2 (COVID-19) IgG Ab [Presence] in Serum or Plasma by Immunoassay | 94563-4 | SARS-CoV-2 (COVID-19) IgG Ab [Presence] in Serum or Plasma by Immunoassay |  |  |  | ZEUS ELISA SARS-CoV-2 IgG Test System_ZEUS Scientific, Inc. | EUA |  |  | SARS coronavirus 2 Ab.IgG | PrThr | Pt | Ser/Plas | Ord | IA | 20201028 | 2.68 | 820
20210512 | Order code changed to 94500-6 (same as test code). The assay has primers and probes for N and ORF1ab, but both are read in the same fluorescence channel. | EuroImmun | EURORealTime SARS-CoV-2* | SARS-CoV-2 RNA | nasal swabs (445297001^Swab of internal nose^SCT) mid-turbinate swabs (871810001^Mid-turbinate nasal swab^SCT) nasopharyngeal swabs (258500001^Nasopharyngeal swab^SCT) oropharyngeal swabs (258529004^Throat swab^SCT) bronchioalveolar lavage (BAL) (258607008^Bronchoalveolar lavage fluid sample^SCT) | SARS-CoV-2 RNA not detected (260415000^Not detected^SCT) Invalid (no amplification signal for internal control) (455371000124106^Invalid result^SCT) SARS-CoV-2 RNA detected (260373001^Detected^SCT) | 94500-6 | SARS-CoV-2 (COVID19) RNA [Presence] in Respiratory specimen by NAA with probe detection | 94531-1 | SARS coronavirus 2 RNA panel - Respiratory specimen by NAA with probe detection |  |  |  | EURORealTime SARS-Cov-2_Euroimmun US, Inc. | EUA |  |  | SARS coronavirus 2 RNA | PrThr | Pt | Respiratory | Ord | Probe.amp.tar | 20200617 | 2.68 | 376
20210512 | Added rows for three PCR instruments: ABI 7500 FAST Real-Time PCR_Thermo Fisher CFX96 Touch Real-Time PCR System_BioRad LightCycler 480 Instrument II_Roche | EuroImmun | EURORealTime SARS-CoV-2* | SARS-CoV-2 RNA | nasal swabs (445297001^Swab of internal nose^SCT) mid-turbinate swabs (871810001^Mid-turbinate nasal swab^SCT) nasopharyngeal swabs (258500001^Nasopharyngeal swab^SCT) oropharyngeal swabs (258529004^Throat swab^SCT) bronchioalveolar lavage (BAL) (258607008^Bronchoalveolar lavage fluid sample^SCT) | SARS-CoV-2 RNA not detected (260415000^Not detected^SCT) Invalid (no amplification signal for internal control) (455371000124106^Invalid result^SCT) SARS-CoV-2 RNA detected (260373001^Detected^SCT) | 94500-6 | SARS-CoV-2 (COVID19) RNA [Presence] in Respiratory specimen by NAA with probe detection | 94500-6 | SARS-CoV-2 (COVID19) RNA [Presence] in Respiratory specimen by NAA with probe detection |  |  |  | EURORealTime SARS-Cov-2_Euroimmun US, Inc. | EUA | ABI 7500 FAST Real-Time PCR_Thermo Fisher | MNI | SARS coronavirus 2 RNA | PrThr | Pt | Respiratory | Ord | Probe.amp.tar | 20201118 | 2.68 | 376
20210512 | Per updated Package Insert of 4/22/2021: Add PCR instrument (qTower3_Analytik Jena AG) | EuroImmun | EURORealTime SARS-CoV-2* | SARS-CoV-2 RNA | nasal swabs (445297001^Swab of internal nose^SCT) mid-turbinate swabs (871810001^Mid-turbinate nasal swab^SCT) nasopharyngeal swabs (258500001^Nasopharyngeal swab^SCT) oropharyngeal swabs (258529004^Throat swab^SCT) bronchioalveolar lavage (BAL) (258607008^Bronchoalveolar lavage fluid sample^SCT) | SARS-CoV-2 RNA not detected (260415000^Not detected^SCT) Invalid (no amplification signal for internal control) (455371000124106^Invalid result^SCT) SARS-CoV-2 RNA detected (260373001^Detected^SCT) | 94500-6 | SARS-CoV-2 (COVID19) RNA [Presence] in Respiratory specimen by NAA with probe detection | 94500-6 | SARS-CoV-2 (COVID19) RNA [Presence] in Respiratory specimen by NAA with probe detection |  |  |  | EURORealTime SARS-Cov-2_Euroimmun US, Inc. | EUA | qTower3_Analytik Jena AG | MNI | SARS coronavirus 2 RNA | PrThr | Pt | Respiratory | Ord | Probe.amp.tar | 20201202 | 2.68 | 376
20210428 | (1) Change LOINC order code to 95409-9 (SARS-CoV-2 N gene in Nose). (2) Per revised package insert of 3/26/2021: Change Vendor Specimen Description from Nasal swab to Anterior nasal swab. (3)Removed asterisk after Model name, after communication with Cue Health. | Cue Health | Cue COVID-19 Test* | SARS-CoV-2 RNA | nasal swab (445297001^Swab of internal nose^SCT) | Negative (260415000^Not detected^SCT) Positive (260373001^Detected^SCT) Invalid (455371000124106^Invalid result^SCT or 125154007^Specimen unsatisfactory for evaluation^SCT) Canceled (373121007^Test not done^(SCT) | 95409-9 | SARS coronavirus 2 (COVID19) N gene [Presence] in Nose by NAA with probe detection | 95406-5 | SARS-CoV-2 (COVID19) RNA [Presence] in Nose by NAA with probe detection |  |  |  | Cue COVID-19 Test_Cue Health Inc. | EUA |  |  | SARS coronavirus 2 N gene | PrThr | Pt | Nose | Ord | Probe.amp.tar | 20200617 | 2.68 | 389
20210428 | (1) Change LOINC order and test codes to 95409-9 (specimen = Nose). (2) Removed asterisk after Model name, after communication with Cue Health. | Cue Health Inc. | Cue COVID-19 Test for Home and Over The Counter (OTC) Use* | SARS-CoV-2 RNA Test Result | anterior nasal (nasal) swab (697989009^Anterior nares swab^SCT) | Negative (260415000^Not Detected^SCT) Positive (260373001^Detected^SCT) Invalid (455371000124106^Invalid result^SCT or 125154007^Specimen unsatisfactory for evaluation^SCT) Canceled (373121007^Test not done^SCT) | 94533-7 | SARS-CoV-2 (COVID-19) N gene [Presence] in Respiratory specimen by NAA with probe detection | 94533-7 | SARS-CoV-2 (COVID-19) N gene [Presence] in Respiratory specimen by NAA with probe detection |  |  |  | Cue COVID-19 Test for Home and Over The Counter (OTC) Use_Cue Health Inc. | EUA |  |  | SARS coronavirus 2 N gene | PrThr | Pt | Respiratory | Ord | Probe.amp.tar | 20210317 | 2.68 | 991
20210414 | Per revised package insert of 4/6/21: (1) Added Invalid to results, (2) Added Vendor comment, (3) Added 4 analyte rows to LIVD Master spreadsheet (ORF1ab, N gene, S gene, MS2 control). | Biocerna | LDT: SARS-CoV-2 Test* | SARS-CoV-2 Result Interpretation | Nasal swab (445297001^Swab of internal nose^SCT) nasopharyngeal swab (258500001^Nasopharyngeal swab^SCT) oropharyngeal swab (258529004^Throat swab^SCT) mid-turbinate nasal swab (871810001^Mid-turbinate nasal swab^SCT) bronchoalveolar lavage (258607008^Bronchoalveolar lavage fluid sample^SCT) | Positive SARS-CoV-2 (260373001^Detected^SCT) SARS-CoV-2 Not Detected (260415000^Not detected^SCT) SARS-CoV-2 Inconclusive (419984006^Inconclusive^SCT) | 94500-6 | SARS coronavirus 2 RNA [Presence] in Respiratory specimen by NAA with probe detection | 94531-1 | SARS coronavirus 2 RNA panel - Respiratory specimen by NAA with probe detection |  |  |  | SARS-CoV-2 Test_Biocerna | EUA |  |  | SARS coronavirus 2 RNA | PrThr | Pt | Respiratory | Ord | Probe.amp.tar | 20200512 | 2.68 | 249
20210414 | Per revised Package Insert of 4/7/2021: Added three specimen types: (1) anterior nasal swab, (2) mid-turbinate swab, (3) combined OP/NP swab | Fast Track Diagnostics | FTD SARS-CoV-2* | SARS-CoV-2 Interpretation | nasopharyngeal swab (258500001^Nasopharyngeal swab^SCT) oropharyngeal swabs (258529004^Throat swab^SCT) nasopharyngeal wash (258467004^Nasopharyngeal washings^SCT) nasopharyngeal aspirate (258411007^Nasopharyngeal aspirate^SCT) nasal aspirate (429931000124105^Nasal aspirate specimen^SCT) bronchoalveolar lavage (258607008^Bronchoalveolar lavage fluid sample^SCT) | SARS-CoV-2 detected (260373001^Detected^SCT) SARS-CoV-2 not detected (260415000^Not detected^SCT) Invalid (455371000124106^Invalid result^SCT or 125154007^Specimen unsatisfactory for evaluation^SCT) | 94500-6 | SARS coronavirus 2 RNA [Presence] in Respiratory specimen by NAA with probe detection | 94500-6 | SARS coronavirus 2 RNA [Presence] in Respiratory specimen by NAA with probe detection |  |  |  | FTD SARS-CoV-2_Fast Track Diagnostics Luxembourg S.á.r.l. (a Siemens Healthineers Company) | EUA |  |  | SARS coronavirus 2 RNA | PrThr | Pt | Respiratory | Ord | Probe.amp.tar | 20200512 | 2.68 | 273
20210414 | (1) Removed Roche from manufacturer name. (2) Changed Model to LDT: LabCorp COVID-19 RT-PCR*. (3) Specimens added: Nasal swab, Mid-turbinate swab, sputum, NP wash/aspirate, BAL, lower respiratory tract aspirates. (4) Removed Presumptive Positive result, added Indeterminate. (5) Added results for pooled specimens. | Labcorp - Roche | Roche MagNA Pure-96 (MP96) using MagNA Pure 96 DNA and Viral NA Small Volume Kit and Applied Biosystems QuantStudio7 Flex (QS7) instrument with software version 1.3. | SARS-CoV-2 Report | nasopharyngeal (NP) swabs (258500001^Nasopharyngeal swab^SCT) oropharyngeal (OP) swabs (258529004^Throat swab^SCT) | SARS-CoV-2 RNA is Detected (260373001^Detected^SCT) SARS-CoV-2 RNA is Presumptive Positive (720735008^Presumptive positive^SCT) SARS-CoV-2 RNA is Not Detected (260415000^Not detected^SCT) Invalid Result (455371000124106^Invalid result^SCT or 125154007^Specimen unsatisfactory for evaluation^SCT) | 94500-6 | SARS coronavirus 2 RNA [Presence] in Respiratory specimen by NAA with probe detection | 94531-1 | SARS Coronavirus 2 RNA panel - Respiratory specimen by NAA with probe detection |  |  |  | COVID-19 RT-PCR Test_Laboratory Corporation of America (LabCorp) | EUA | ABI QuantStudio 7 Flex_Thermo Fisher | MNI | SARS coronavirus 2 RNA | PrThr | Pt | Respiratory | Ord | Probe.amp.tar | 20200428 | 2.68 | 9
20210414 | Row removed from LIVD table. | Labcorp - Roche | Roche MagNA Pure-96 (MP96) using MagNA Pure 96 DNA and Viral NA Small Volume Kit and Applied Biosystems QuantStudio7 Flex (QS7) instrument with software version 1.3. | Target 2 (Sarbecovirus = SARS-related) | nasopharyngeal (NP) swabs (258500001^Nasopharyngeal swab^SCT) oropharyngeal (OP) swabs (258529004^Throat swab^SCT) | Positive (260373001^Detected^SCT) Negative (260415000^Not detected^SCT) | 94502-2 | SARS-related coronavirus RNA [Presence] in Respiratory specimen by NAA with probe detection | 94531-1 | SARS Coronavirus 2 RNA panel - Respiratory specimen by NAA with probe detection |  |  |  | COVID-19 RT-PCR Test_Laboratory Corporation of America (LabCorp) | EUA |  |  | SARS-related coronavirus RNA | PrThr | Pt | Respiratory | Ord | Probe.amp.tar | 20200428 | 2.68 | 10
20210414 | Per revised Package Insert of 4/12/2021: Add to specimens: nasal swab and anterior nasal swab. Add to results: Not detected in pooled specimen. Add row for cobas 8800 system | Roche | cobas 6800/8800 Systems | cobas SARS-CoV-2 | nasopharyngeal (NP) swabs (258500001^Nasopharyngeal swab^SCT) oropharyngeal (OP) swabs (258529004^Throat swab^SCT) | SARS-CoV-2 RNA is Detected (260373001^Detected^SCT) SARS-CoV-2 RNA is Presumptive Positive (720735008^Presumptive positive^SCT) SARS-CoV-2 RNA is Not Detected (260415000^Not detected^SCT) Invalid Result (455371000124106^Invalid result^SCT or 125154007^Specimen unsatisfactory for evaluation^SCT) | 94500-6 | SARS coronavirus 2 RNA [Presence] in Respiratory specimen by NAA with probe detection | 94531-1 | SARS Coronavirus 2 RNA panel - Respiratory specimen by NAA with probe detection |  | SARS-COV-2^SARSCOV-2^99ROC | SARS-CoV-2 | cobas SARS-CoV-2_Roche Molecular Systems, Inc. (RMS) | EUA | cobas 6800 System_Roche | MNI | SARS coronavirus 2 RNA | PrThr | Pt | Respiratory | Ord | Probe.amp.tar | 20200428 | 2.68 | 9
20210414 | Per revised Package Insert of 4/12/2021: Add to specimens: nasal swab and anterior nasal swab. Add to results: Not detected in pooled specimen. Add row for cobas 8800 system | Roche | cobas 6800/8800 Systems | pan-Sarbecovirus | nasopharyngeal (NP) swabs (258500001^Nasopharyngeal swab^SCT) oropharyngeal (OP) swabs (258529004^Throat swab^SCT) | SARS-CoV-2 RNA is Detected (260373001^Detected^SCT) SARS-CoV-2 RNA is Presumptive Positive (720735008^Presumptive positive^SCT) SARS-CoV-2 RNA is Not Detected (260415000^Not detected^SCT) Invalid Result (455371000124106^Invalid result^SCT or 125154007^Specimen unsatisfactory for evaluation^SCT) | 94758-0 | SARS-related coronavirus E gene [Presence] in Respiratory specimen by NAA with probe detection | 94531-1 | SARS Coronavirus 2 RNA panel - Respiratory specimen by NAA with probe detection |  |  |  | cobas SARS-CoV-2_Roche Molecular Systems, Inc. (RMS) | EUA | cobas 6800 System_Roche | MNI | SARS-related coronavirus E gene | PrThr | Pt | Respiratory | Ord | Probe.amp.tar | 20210120 | 2.68 | 10
20210407 | Change SNOMED result from Positive/Negative to Detected/Not detected | Quidel | Sofia 2 SARS Antigen FIA | SARS-CoV-2 Ag (nucleocapsid protein) | Nasopharyngeal swab (258500001^Nasopharyngeal swab^SCT) Nasal swab (445297001^Swab of internal nose^SCT) | Positive (260373001^Detected^SCT) Negative (260415000^Not detected^SCT) Invalid (455371000124106^Invalid result^SCT or 125154007^Specimen unsatisfactory for evaluation^SCT) | 95209-3 | SARS coronavirus+SARS coronavirus 2 Ag [Presence] in Respiratory specimen by Rapid immunoassay | 95209-3 | SARS coronavirus+SARS coronavirus 2 Ag [Presence] in Respiratory specimen by Rapid immunoassay |  |  |  | Sofia SARS Antigen FIA _Quidel Corporation | EUA |  |  | SARS coronavirus+SARS coronavirus 2 Ag | PrThr | Pt | Respiratory | Ord | IA.rapid | 20200617 | 2.68 | 291
20210407 | Per updated PI of 20210401: (1) Change name of test from 'Sofia 2 SARS Antigen FIA' to 'Sofia SARS Antigen FIA'and (2) Change specimen to Anterior nasal swab. (3) Add instrument: Sofia Instrument_Quidel | Quidel | Sofia 2 SARS Antigen FIA | SARS-CoV-2 Ag (nucleocapsid protein) | Nasopharyngeal swab (258500001^Nasopharyngeal swab^SCT) Nasal swab (445297001^Swab of internal nose^SCT) | Positive (260373001^Detected^SCT) Negative (260415000^Not detected^SCT) Invalid (455371000124106^Invalid result^SCT or 125154007^Specimen unsatisfactory for evaluation^SCT) | 95209-3 | SARS coronavirus+SARS coronavirus 2 Ag [Presence] in Respiratory specimen by Rapid immunoassay | 95209-3 | SARS coronavirus+SARS coronavirus 2 Ag [Presence] in Respiratory specimen by Rapid immunoassay |  |  |  | Sofia SARS Antigen FIA_Quidel Corporation | EUA |  |  | SARS coronavirus+SARS coronavirus 2 Ag | PrThr | Pt | Respiratory | Ord | IA.rapid | 20200617 | 2.68 | 291
20210324 | An at sign (@) has been appended to the model name. This is to indicate that The EUA for this test has been revoked because it has been granted the De Novo. For more information see: https://www.accessdata.fda.gov/scripts/cdrh/cfdocs/cfPMN/denovo.cfm | BioFire Diagnostics | BioFire Respiratory Panel 2.1 (RP2.1)*@ | Severe Acute Respiratory Syndrome Coronavirus 2 (SARS-CoV-2) | Nasopharyngeal Swab (258500001^Nasopharyngeal swab^SCT) | SARS-CoV-2 Detected (260373001^Detected^SCT) SARS-CoV-2 Not detected (260415000^Not Detected^SCT) | 94565-9 | SARS-CoV-2 (COVID19) RNA [Presence] in Nasopharynx by NAA with non-probe detection | 82159-5 | Respiratory pathogens DNA and RNA panel - Nasopharynx by NAA with non-probe detection |  | PCR_COV2 |  | BioFire Respiratory Panel 2.1 (RP2.1)_BioFire Diagnostics, LLC | EUA |  |  | SARS coronavirus 2 RNA | PrThr | Pt | Nph | Ord | Non-probe.amp.tar | 20200617 | 2.68 | 262
20210324 | This is a new row for the Diazyme DZ-Lite SARS-CoV-2 IgG CLIA Kit. The updated Package Insert of 20210322 has added a semiquantitative result to this test. The LOINC order code for this test has been changed from 94563-4 to 94505-5. | Diazyme Laboratories, Inc. | Diazyme DZ-Lite SARS-CoV-2 IgG CLIA Kit* | IgG antibodies to SARS-CoV-2 Interpretation | serum (119364003^Serum specimen^SCT) plasma (119361006^Plasma specimen^SCT) | AU/mL | 94505-5 | SARS-CoV-2 (COVID-19) IgG Ab [Units/volume] in Serum or Plasma by Immunoassay | 94505-5 | SARS-CoV-2 (COVID-19) IgG Ab [Units/volume] in Serum or Plasma by Immunoassay |  |  |  | Diazyme DZ-Lite SARS-CoV-2 IgG CLIA Kit_Diazyme Laboratories, Inc. | EUA | DZ-lite 3000 Plus Analyzer_Diazyme | MNI | SARS coronavirus 2 Ab.IgG | ACnc | Pt | Ser/Plas | Qn | IA | 20200715 | 2.68 | 489
20210324 | In addition to the new row for a semiquantitative result, the updated Package Insert of 20210322 changed the qualitative result wording from Negative/Positive to Not Detected/Detected. The LOINC order code has been changed from 94563-4 to 94505-5. | Diazyme Laboratories, Inc. | Diazyme DZ-Lite SARS-CoV-2 IgG CLIA Kit* | IgG antibodies to SARS-CoV-2 Interpretation | serum (119364003^Serum specimen^SCT) plasma (119361006^Plasma specimen^SCT) | Negative (260385009^Negative^SCT) Positive (10828004^Positive^SCT) | 94563-4 | SARS-CoV-2 (COVID-19) IgG Ab [Presence] in Serum or Plasma by Immunoassay | 94563-4 | SARS-CoV-2 (COVID-19) IgG Ab [Presence] in Serum or Plasma by Immunoassay |  |  |  | Diazyme DZ-Lite SARS-CoV-2 IgG CLIA Kit_Diazyme Laboratories, Inc. | EUA | DZ-lite 3000 Plus Analyzer_Diazyme | MNI | SARS coronavirus 2 Ab.IgG | PrThr | Pt | Ser/Plas | Ord | IA | 20200715 | 2.68 | 490
20210324 | Added Device ID to Test Kit ID column | Lucira Health, Inc. | Lucira COVID-19 All-In-One Test Kit | SARS-CoV-2 Result Interpretation | nasal swab (445297001^Swab of internal nose^SCT) | COVID-19 Positive (260373001^Detected^SCT) COVID-19 Negative (260415000^Not Detected^SCT) Invalid Result (455371000124106^Invalid result^SCT or 125154007^Specimen unsatisfactory for evaluation^SCT) | 95409-9 | SARS-CoV-2 (COVID-19) N gene [Presence] in Nose by NAA with probe detection | 95409-9 | SARS-CoV-2 (COVID-19) N gene [Presence] in Nose by NAA with probe detection |  |  |  | 00810055970001 | DIT |  |  | SARS coronavirus 2 N gene | PrThr | Pt | Nose | Ord | Probe.amp.tar | 20210113 | 2.68 | 853
20210324 | Updated LOINC code to 96986-5 (non-probe method) per discussion with Lucira. | Lucira Health, Inc. | Lucira COVID-19 All-In-One Test Kit | SARS-CoV-2 Result Interpretation | nasal swab (445297001^Swab of internal nose^SCT) | COVID-19 Positive (260373001^Detected^SCT) COVID-19 Negative (260415000^Not Detected^SCT) Invalid Result (455371000124106^Invalid result^SCT or 125154007^Specimen unsatisfactory for evaluation^SCT) | 95409-9 | SARS-CoV-2 (COVID-19) N gene [Presence] in Nose by NAA with probe detection | 95409-9 | SARS-CoV-2 (COVID-19) N gene [Presence] in Nose by NAA with probe detection |  |  |  | 00810055970001 | DIT |  |  | SARS coronavirus 2 N gene | PrThr | Pt | Nose | Ord | Probe.amp.tar | 20210317 | 2.68 | 853
20210324 | This row has been added to indicate that the ABI QuantStudio 7 Flex instrument has been authorized for use with this test. | LumiraDx UK Ltd. | LumiraDx SARS-CoV-2 RNA STAR Complete* | SARS-CoV-2 Assay Results | nasal swabs (445297001^Swab of internal nose^SCT) midturbinate swabs (871810001^Mid-turbinate nasal swab^SCT) nasopharyngeal swabs (258500001^Nasopharyngeal swab^SCT) oropharyngeal swabs (258529004^Throat swab^SCT) bronchoalveolar lavage specimens (258607008^Bronchoalveolar lavage fluid sample^SCT) 433801000124107^Nasopharyngeal and oropharyngeal swab^SCT | SARS-CoV-2 Positive (+) (260373001^Detected^SCT) Negative (-) (260415000^Not Detected^SCT) Invalid (455371000124106^Invalid result^SCT or 125154007^Specimen unsatisfactory for evaluation^SCT) | 94559-2 | SARS-CoV-2 (COVID-19) ORF1ab region [Presence] in Respiratory specimen by NAA with probe detection | 94559-2 | SARS-CoV-2 (COVID-19) ORF1ab region [Presence] in Respiratory specimen by NAA with probe detection |  |  |  | LumiraDx SARS-CoV-2 RNA STAR Complete_LumiraDx UK Ltd. | EUA | ABI QuantStudio 7 Flex_Thermo Fisher | MNI | SARS coronavirus 2 ORF1ab region | PrThr | Pt | Respiratory | Ord | Probe.amp.tar | 20201021 | 2.68 | 848
20210324 | Added Anterior nasal specimen per revised Package Insert of 20210316 | Ortho Clinical Diagnostics, Inc. | VITROS Immunodiagnostic Products SARS-CoV-2 Antigen Reagent Pack* | SARS-CoV-2 N antigen Result Text | nasopharyngeal (NP) specimens (258500001^Nasopharyngeal swab^SCT) anterior nasal swabs (697989009^Anterior nares swab^SCT) | Non-reactive (negative) (260415000^Not Detected^SCT) Reactive (positive) (260373001^Detected^SCT) | 96119-3 | SARS-CoV-2 (COVID-19) Ag [Presence] in Upper respiratory specimen by Immunoassay | 96119-3 | SARS-CoV-2 (COVID-19) Ag [Presence] in Upper respiratory specimen by Immunoassay |  |  |  | VITROS Immunodiagnostic Products SARS-CoV-2 Antigen Reagent Pack_Ortho Clinical Diagnostics, Inc. | EUA | VITROS XT 7600_Ortho Clinical | MNI | SARS coronavirus 2 Ag | PrThr | Pt | Respiratory.upper | Ord | IA | 20210120 | 2.69 | 898
20210317 | LOINC mapping was changed from 94507-1, which has the Method IA.rapid, to a code with Method IA because this is not a point-of-care test. | Abbott | Architect i1000SR | CoV-2 IgG | Serum (119364003^Serum specimen^SCT) Plasma (119361006^Plasma specimen^SCT) | Positive (10828004^Positive^SCT) Negative (260385009^Negative^SCT) | 94563-4 | SARS coronavirus 2 IgG Ab [Presence] in Serum or Plasma by Immunoassay | 94563-4 | SARS coronavirus 2 IgG Ab [Presence] in Serum or Plasma by Immunoassay |  | 385 | 6R86 | SARS-CoV-2 IgG assay_Abbott Laboratories Inc. | EUA |  |  | SARS coronavirus 2 Ab.IgG | PrThr | Pt | Ser/Plas | Ord | IA | 20200617 | 2.68 | 239
20210317 | Vendor Analyte Code added | Abbott | Architect i1000SR | CoV-2 IgG | Serum (119364003^Serum specimen^SCT) Plasma (119361006^Plasma specimen^SCT) | Positive (10828004^Positive^SCT) Negative (260385009^Negative^SCT) | 94563-4 | SARS coronavirus 2 IgG Ab [Presence] in Serum or Plasma by Immunoassay | 94563-4 | SARS coronavirus 2 IgG Ab [Presence] in Serum or Plasma by Immunoassay |  | 385 | 6R86 | SARS-CoV-2 IgG assay_Abbott Laboratories Inc. | EUA |  |  | SARS coronavirus 2 Ab.IgG | PrThr | Pt | Ser/Plas | Ord | IA | 20200617 | 2.68 | 239
20210317 | Change SNOMED result from Detected/Not detected to Positive/Negative | Abbott | Architect i1000SR | CoV-2 IgG | Serum (119364003^Serum specimen^SCT) Plasma (119361006^Plasma specimen^SCT) | Positive (10828004^Positive^SCT) Negative (260385009^Negative^SCT) | 94563-4 | SARS coronavirus 2 IgG Ab [Presence] in Serum or Plasma by Immunoassay | 94563-4 | SARS coronavirus 2 IgG Ab [Presence] in Serum or Plasma by Immunoassay |  | 385 | 6R86 | SARS-CoV-2 IgG assay_Abbott Laboratories Inc. | EUA |  |  | SARS coronavirus 2 Ab.IgG | PrThr | Pt | Ser/Plas | Ord | IA | 20200617 | 2.68 | 239
20210317 | Updated Equipment UID | Abbott | Architect i1000SR | CoV-2 IgG | Serum (119364003^Serum specimen^SCT) Plasma (119361006^Plasma specimen^SCT) | Positive (10828004^Positive^SCT) Negative (260385009^Negative^SCT) | 94563-4 | SARS coronavirus 2 IgG Ab [Presence] in Serum or Plasma by Immunoassay | 94563-4 | SARS coronavirus 2 IgG Ab [Presence] in Serum or Plasma by Immunoassay |  | 385 | 6R86 | SARS-CoV-2 IgG assay_Abbott Laboratories Inc. | EUA | Architect i1000SR_Abbott | MNI | SARS coronavirus 2 Ab.IgG | PrThr | Pt | Ser/Plas | Ord | IA | 20200617 | 2.68 | 239
20210317 | Updated Vendor Reference ID | Abbott | Architect i1000SR | CoV-2 IgG | Serum (119364003^Serum specimen^SCT) Plasma (119361006^Plasma specimen^SCT) | Positive (10828004^Positive^SCT) Negative (260385009^Negative^SCT) | 94563-4 | SARS coronavirus 2 IgG Ab [Presence] in Serum or Plasma by Immunoassay | 94563-4 | SARS coronavirus 2 IgG Ab [Presence] in Serum or Plasma by Immunoassay |  | 385 | 6R86 | SARS-CoV-2 IgG assay_Abbott Laboratories Inc. | EUA | 00380740001537 | DII | SARS coronavirus 2 Ab.IgG | PrThr | Pt | Ser/Plas | Ord | IA | 20200617 | 2.68 | 239
20210317 | LOINC mapping was changed from 94507-1, which has the Method IA.rapid, to a code with Method IA because this is not a point-of-care test. | Abbott | Architect i2000SR | CoV-2 IgG | Serum (119364003^Serum specimen^SCT) Plasma (119361006^Plasma specimen^SCT) | Positive (10828004^Positive^SCT) Negative (260385009^Negative^SCT) | 94563-4 | SARS coronavirus 2 IgG Ab [Presence] in Serum or Plasma by Immunoassay | 94563-4 | SARS coronavirus 2 IgG Ab [Presence] in Serum or Plasma by Immunoassay |  | 385 | 6R86 | SARS-CoV-2 IgG assay_Abbott Laboratories Inc. | EUA |  |  | SARS coronavirus 2 Ab.IgG | PrThr | Pt | Ser/Plas | Ord | IA | 20200617 | 2.68 | 239
20210317 | Vendor Analyte Code added | Abbott | Architect i2000SR | CoV-2 IgG | Serum (119364003^Serum specimen^SCT) Plasma (119361006^Plasma specimen^SCT) | Positive (10828004^Positive^SCT) Negative (260385009^Negative^SCT) | 94563-4 | SARS coronavirus 2 IgG Ab [Presence] in Serum or Plasma by Immunoassay | 94563-4 | SARS coronavirus 2 IgG Ab [Presence] in Serum or Plasma by Immunoassay |  | 385 | 6R86 | SARS-CoV-2 IgG assay_Abbott Laboratories Inc. | EUA |  |  | SARS coronavirus 2 Ab.IgG | PrThr | Pt | Ser/Plas | Ord | IA | 20200617 | 2.68 | 239
20210317 | Change SNOMED result from Detected/Not detected to Positive/Negative | Abbott | Architect i2000SR | CoV-2 IgG | Serum (119364003^Serum specimen^SCT) Plasma (119361006^Plasma specimen^SCT) | Positive (10828004^Positive^SCT) Negative (260385009^Negative^SCT) | 94563-4 | SARS coronavirus 2 IgG Ab [Presence] in Serum or Plasma by Immunoassay | 94563-4 | SARS coronavirus 2 IgG Ab [Presence] in Serum or Plasma by Immunoassay |  | 385 | 6R86 | SARS-CoV-2 IgG assay_Abbott Laboratories Inc. | EUA |  |  | SARS coronavirus 2 Ab.IgG | PrThr | Pt | Ser/Plas | Ord | IA | 20200617 | 2.68 | 239
20210317 | Updated Equipment UID | Abbott | Architect i2000SR | CoV-2 IgG | Serum (119364003^Serum specimen^SCT) Plasma (119361006^Plasma specimen^SCT) | Positive (10828004^Positive^SCT) Negative (260385009^Negative^SCT) | 94563-4 | SARS coronavirus 2 IgG Ab [Presence] in Serum or Plasma by Immunoassay | 94563-4 | SARS coronavirus 2 IgG Ab [Presence] in Serum or Plasma by Immunoassay |  | 385 | 6R86 | SARS-CoV-2 IgG assay_Abbott Laboratories Inc. | EUA | Architect i2000SR_Abbott | MNI | SARS coronavirus 2 Ab.IgG | PrThr | Pt | Ser/Plas | Ord | IA | 20200617 | 2.68 | 239
20210317 | Updated Vendor Reference ID | Abbott | Architect i2000SR | CoV-2 IgG | Serum (119364003^Serum specimen^SCT) Plasma (119361006^Plasma specimen^SCT) | Positive (10828004^Positive^SCT) Negative (260385009^Negative^SCT) | 94563-4 | SARS coronavirus 2 IgG Ab [Presence] in Serum or Plasma by Immunoassay | 94563-4 | SARS coronavirus 2 IgG Ab [Presence] in Serum or Plasma by Immunoassay |  | 385 | 6R86 | SARS-CoV-2 IgG assay_Abbott Laboratories Inc. | EUA | 00380740006235 | DII | SARS coronavirus 2 Ab.IgG | PrThr | Pt | Ser/Plas | Ord | IA | 20200617 | 2.68 | 239
20210317 | Added Anterior nasal swab, per updated package insert | Access Bio, Inc. | CareStart COVID-19 Antigen test* | SARS-CoV-2 nucleocapsid protein antigen | nasopharyngeal swab specimens (258500001^Nasopharyngeal swab^SCT) anterior nasal swab (697989009^Anterior nares swab^SCT) | Positive (260373001^Detected^SCT) Negative (260415000^Not Detected^SCT) Invalid (455371000124106^Invalid result^SCT or 125154007^Specimen unsatisfactory for evaluation^SCT) | 94558-4 | SARS-CoV-2 (COVID-19) Ag [Presence] in Respiratory specimen by Rapid immunoassay | 94558-4 | SARS-CoV-2 (COVID-19) Ag [Presence] in Respiratory specimen by Rapid immunoassay | This test is authorized for use at the Point of Care (POC), i.e., in patient care settings operating under a CLIA Certificate of Waiver |  |  | CareStart COVID-19 Antigen test_Access Bio, Inc. | EUA |  |  | SARS coronavirus 2 Ag | PrThr | Pt | Respiratory | Ord | IA.rapid | 20201021 | 2.68 | 842
20210317 | Added rows for instruments the assay can be run on. Changed order and test LOINC to 94762-2^SARS-CoV-2 (COVID-19) Ab | Ortho Clinical Diagnostics, Inc. | VITROS Immunodiagnostic Products Anti-SARS-CoV-2 Total Reagent Pack* | Anti-SARS-CoV-2 IgG and IgM | serum (119364003^Serum specimen^SCT) plasma (119361006^Plasma specimen^SCT) | Specimen is non-reactive for anti-SARS-CoV-2 (260385009^Negative^SCT) Specimen is reactive for anti-SARS-CoV-2 (10828004^Positive^SCT) | 94547-7 | SARS-CoV-2 (COVID-19) IgG+IgM Ab [Presence] in Serum or Plasma by Immunoassay | 94547-7 | SARS-CoV-2 (COVID-19) IgG+IgM Ab [Presence] in Serum or Plasma by Immunoassay |  |  |  | VITROS Immunodiagnostic Products Anti-SARS-CoV-2 Total Reagent Pack_Ortho Clinical Diagnostics, Inc. | EUA | VITROS 3600_Ortho Clinical | MNI | SARS coronavirus 2 Ab.IgG+IgM | PrThr | Pt | Ser/Plas | Ord | IA | 20200428 | 2.68 | 170
20210317 | (1) Changed Vendor Analyte Name to 'Anti-SARS-CoV-2 total antibody' (2) Per updated package insert, changed Vendor result description to 'Non-reactive' and 'Reactive' | Ortho Clinical Diagnostics, Inc. | VITROS Immunodiagnostic Products Anti-SARS-CoV-2 Total Reagent Pack* | Anti-SARS-CoV-2 IgG and IgM | serum (119364003^Serum specimen^SCT) plasma (119361006^Plasma specimen^SCT) | Specimen is non-reactive for anti-SARS-CoV-2 (260385009^Negative^SCT) Specimen is reactive for anti-SARS-CoV-2 (10828004^Positive^SCT) | 94762-2 | SARS-CoV-2 (COVID-19) Ab [Presence] in Serum or Plasma by Immunoassay | 94762-2 | SARS-CoV-2 (COVID-19) Ab [Presence] in Serum or Plasma by Immunoassay |  |  |  | VITROS Immunodiagnostic Products Anti-SARS-CoV-2 Total Reagent Pack_Ortho Clinical Diagnostics, Inc. | EUA | VITROS 3600_Ortho Clinical | MNI | SARS coronavirus 2 Ab | PrThr | Pt | Ser/Plas | Ord | IA | 20201005 | 2.68 | 170
20210317 | (1) Changed Vendor Analyte Name to 'Anti-SARS-CoV-2 total antibody' (2) Per updated package insert, changed Vendor result description to 'Non-reactive' and 'Reactive' | Ortho Clinical Diagnostics, Inc. | VITROS Immunodiagnostic Products Anti-SARS-CoV-2 Total Reagent Pack* | Anti-SARS-CoV-2 IgG and IgM | serum (119364003^Serum specimen^SCT) plasma (119361006^Plasma specimen^SCT) | Specimen is non-reactive for anti-SARS-CoV-2 (260385009^Negative^SCT) Specimen is reactive for anti-SARS-CoV-2 (10828004^Positive^SCT) | 94762-2 | SARS-CoV-2 (COVID-19) Ab [Presence] in Serum or Plasma by Immunoassay | 94762-2 | SARS-CoV-2 (COVID-19) Ab [Presence] in Serum or Plasma by Immunoassay |  |  |  | VITROS Immunodiagnostic Products Anti-SARS-CoV-2 Total Reagent Pack_Ortho Clinical Diagnostics, Inc. | EUA | VITROS 5600_Ortho Clinical | MNI | SARS coronavirus 2 Ab | PrThr | Pt | Ser/Plas | Ord | IA | 20201005 | 2.68 | 170
20210317 | (1) Changed Vendor Analyte Name to 'Anti-SARS-CoV-2 total antibody' (2) Per updated package insert, changed Vendor result description to 'Non-reactive' and 'Reactive' | Ortho Clinical Diagnostics, Inc. | VITROS Immunodiagnostic Products Anti-SARS-CoV-2 Total Reagent Pack* | Anti-SARS-CoV-2 IgG and IgM | serum (119364003^Serum specimen^SCT) plasma (119361006^Plasma specimen^SCT) | Specimen is non-reactive for anti-SARS-CoV-2 (260385009^Negative^SCT) Specimen is reactive for anti-SARS-CoV-2 (10828004^Positive^SCT) | 94762-2 | SARS-CoV-2 (COVID-19) Ab [Presence] in Serum or Plasma by Immunoassay | 94762-2 | SARS-CoV-2 (COVID-19) Ab [Presence] in Serum or Plasma by Immunoassay |  |  |  | VITROS Immunodiagnostic Products Anti-SARS-CoV-2 Total Reagent Pack_Ortho Clinical Diagnostics, Inc. | EUA | VITROS ECi_Ortho Clinical | MNI | SARS coronavirus 2 Ab | PrThr | Pt | Ser/Plas | Ord | IA | 20201005 | 2.68 | 170
20210317 | (1) Changed Vendor Analyte Name to 'Anti-SARS-CoV-2 total antibody' (2) Per updated package insert, changed Vendor result description to 'Non-reactive' and 'Reactive' | Ortho Clinical Diagnostics, Inc. | VITROS Immunodiagnostic Products Anti-SARS-CoV-2 Total Reagent Pack* | Anti-SARS-CoV-2 IgG and IgM | serum (119364003^Serum specimen^SCT) plasma (119361006^Plasma specimen^SCT) | Specimen is non-reactive for anti-SARS-CoV-2 (260385009^Negative^SCT) Specimen is reactive for anti-SARS-CoV-2 (10828004^Positive^SCT) | 94762-2 | SARS-CoV-2 (COVID-19) Ab [Presence] in Serum or Plasma by Immunoassay | 94762-2 | SARS-CoV-2 (COVID-19) Ab [Presence] in Serum or Plasma by Immunoassay |  |  |  | VITROS Immunodiagnostic Products Anti-SARS-CoV-2 Total Reagent Pack_Ortho Clinical Diagnostics, Inc. | EUA | VITROS ECiQ_Ortho Clinical | MNI | SARS coronavirus 2 Ab | PrThr | Pt | Ser/Plas | Ord | IA | 20201005 | 2.68 | 170
20210317 | (1) Changed Vendor Analyte Name to 'Anti-SARS-CoV-2 total antibody' (2) Per updated package insert, changed Vendor result description to 'Non-reactive' and 'Reactive' | Ortho Clinical Diagnostics, Inc. | VITROS Immunodiagnostic Products Anti-SARS-CoV-2 Total Reagent Pack* | Anti-SARS-CoV-2 IgG and IgM | serum (119364003^Serum specimen^SCT) plasma (119361006^Plasma specimen^SCT) | Specimen is non-reactive for anti-SARS-CoV-2 (260385009^Negative^SCT) Specimen is reactive for anti-SARS-CoV-2 (10828004^Positive^SCT) | 94762-2 | SARS-CoV-2 (COVID-19) Ab [Presence] in Serum or Plasma by Immunoassay | 94762-2 | SARS-CoV-2 (COVID-19) Ab [Presence] in Serum or Plasma by Immunoassay |  |  |  | VITROS Immunodiagnostic Products Anti-SARS-CoV-2 Total Reagent Pack_Ortho Clinical Diagnostics, Inc. | EUA | VITROS XT 7600_Ortho Clinical | MNI | SARS coronavirus 2 Ab | PrThr | Pt | Ser/Plas | Ord | IA | 20201005 | 2.68 | 170
20210317 | Added DIT identifier to Test Kit ID column | Quidel Corporation | QuickVue SARS Antigen Test* | SARS-CoV-2 nucleocapsid protein antigen | anterior nares (NS) swab (697989009^Anterior nares swab^SCT) | Positive Result (260373001^Detected^SCT) Negative result (260415000^Not Detected^SCT) Invalid result (455371000124106^Invalid result^SCT or 125154007^Specimen unsatisfactory for evaluation^SCT) | 95209-3 | SARS-CoV+SARS-CoV-2 (COVID-19) Ag [Presence] in Respiratory specimen by Rapid immunoassay | 95209-3 | SARS-CoV+SARS-CoV-2 (COVID-19) Ag [Presence] in Respiratory specimen by Rapid immunoassay |  |  |  | 30014613339373 | DIT |  |  | SARS coronavirus+SARS coronavirus 2 Ag | PrThr | Pt | Respiratory | Ord | IA.rapid | 20210107 | 2.69 | 885
20210303 | Updated Equipment UID | Abbott | Alinity i | CoV-2 IgM | serum (119364003^Serum specimen^SCT) plasma (119361006^Plasma specimen^SCT) | Negative (260385009^Negative^SCT) Positive (10828004^Positive^SCT) | 94564-2 | SARS-CoV-2 (COVID-19) IgM Ab [Presence] in Serum or Plasma by Immunoassay | 94564-2 | SARS-CoV-2 (COVID-19) IgM Ab [Presence] in Serum or Plasma by Immunoassay |  | 612 | 6R91 | AdviseDx SARS-CoV-2 IgM_Abbott Laboratories Inc. | EUA | Alinity i_Abbott | MNI | SARS coronavirus 2 Ab.IgM | PrThr | Pt | Ser/Plas | Ord | IA | 20201021 | 2.68 | 845
20210303 | Updated Vendor Analyte Code to 447 | Abbott | Alinity i | CoV-2 IgM | serum (119364003^Serum specimen^SCT) plasma (119361006^Plasma specimen^SCT) | Negative (260385009^Negative^SCT) Positive (10828004^Positive^SCT) | 94564-2 | SARS-CoV-2 (COVID-19) IgM Ab [Presence] in Serum or Plasma by Immunoassay | 94564-2 | SARS-CoV-2 (COVID-19) IgM Ab [Presence] in Serum or Plasma by Immunoassay |  | 612 | 6R91 | AdviseDx SARS-CoV-2 IgM_Abbott Laboratories Inc. | EUA | 00380740137366 | DII | SARS coronavirus 2 Ab.IgM | PrThr | Pt | Ser/Plas | Ord | IA | 20201021 | 2.68 | 845
20210303 | Updated TestKit Name ID to 00380740137366 | Abbott | BinaxNOW COVID-19 Ag Card Home Test* | SARS-CoV-2 nucleocapsid protein antigen | anterior nasal (nares) swab (697989009^Anterior nares swab^SCT) | COVID-19 was detected (260373001^Detected^SCT) COVID-19 was not detected (260415000^Not Detected^SCT) Invalid (455371000124106^Invalid result^SCT or 125154007^Specimen unsatisfactory for evaluation^SCT) | 94558-4 | SARS-CoV-2 (COVID-19) Ag [Presence] in Respiratory specimen by Rapid immunoassay | 94558-4 | SARS-CoV-2 (COVID-19) Ag [Presence] in Respiratory specimen by Rapid immunoassay |  |  |  | BinaxNOW COVID-19 Ag Card Home Test_Abbott Diagnostics Scarborough, Inc. | EUA |  |  | SARS coronavirus 2 Ag | PrThr | Pt | Respiratory | Ord | IA.rapid | 20210113 | 2.68 | 882
20210303 | (1) Added result 'Not detected in pooled specimen' (2) Added row for ABI 7500 FAST instrument. | Viracor Eurofins Clinical Diagnostics | LDT: Viracor SARS-CoV-2 assay* | SARS-CoV-2 Reported Result | nasopharyngeal swabs (258500001^Nasopharyngeal swab^SCT) nasal swabs (445297001^Swab of internal nose^SCT) nasopharyngeal wash/aspirates (258467004^Nasopharyngeal washings^SCT) or (258411007^Nasopharyngeal aspirate^SCT) nasal wash/aspirate (429931000124105^Nasal aspirate specimen^SCT) oropharyngeal swabs (258529004^Throat swab^SCT) BAL (258607008^Bronchoalveolar lavage fluid sample^SCT) | SARS-CoV-2 Detected (260373001^Detected^SCT) SARS-CoV-2 Not detected (260415000^Not detected^SCT) | 94533-7 | SARS coronavirus 2 N gene [Presence] in Respiratory specimen by NAA with probe detection | 94533-7 | SARS coronavirus 2 N gene [Presence] in Respiratory specimen by NAA with probe detection |  |  |  | Viracor SARS-CoV-2 assay_Viracor Eurofins Clinical Diagnostics | EUA | ABI 7500 Real-Time PCR_Thermo Fisher | MNI | SARS coronavirus 2 N gene | PrThr | Pt | Respiratory | Ord | Probe.amp.tar | 20200519 | 2.68 | 113
20210303 | Per updated PI of 20210226: (1) Replace Nasal swabs with Anterior swab and Mid-turbinate swab. (2) Replace Nasopharynageal wash/aspirate with Nasopharyngeal washing. (3) Replace Nasal wash/aspirate with Nasal washing. | Viracor Eurofins Clinical Diagnostics | LDT: Viracor SARS-CoV-2 assay* | SARS-CoV-2 Reported Result | nasopharyngeal swabs (258500001^Nasopharyngeal swab^SCT) nasal swabs (445297001^Swab of internal nose^SCT) nasopharyngeal wash/aspirates (258467004^Nasopharyngeal washings^SCT) or (258411007^Nasopharyngeal aspirate^SCT) nasal wash/aspirate (429931000124105^Nasal aspirate specimen^SCT) oropharyngeal swabs (258529004^Throat swab^SCT) BAL (258607008^Bronchoalveolar lavage fluid sample^SCT) | SARS-CoV-2 Detected (260373001^Detected^SCT) SARS-CoV-2 Not detected (260415000^Not detected^SCT) SARS-CoV-2 Not detected (895231008^Not Detected in Pooled Specimen^SCT) | 94533-7 | SARS coronavirus 2 N gene [Presence] in Respiratory specimen by NAA with probe detection | 94533-7 | SARS coronavirus 2 N gene [Presence] in Respiratory specimen by NAA with probe detection |  |  |  | Viracor SARS-CoV-2 assay_Viracor Eurofins Clinical Diagnostics | EUA | ABI 7500 Real-Time PCR_Thermo Fisher | MNI | SARS coronavirus 2 N gene | PrThr | Pt | Respiratory | Ord | Probe.amp.tar | 20201118 | 2.68 | 113
20210224 | This test now only has primer/probe for N1 (not N2). (1) Changed ordered and resulted LOINCs to 94756-4 (N1 gene). (2) Removed Inconclusive from results. (3) Added two PCR instruments: BioRad CFX 96, BioRad CFX 384. | Assurance Scientific Laboratories | SARS-CoV-2 Panel* | SARS-CoV-2 RNA | Nasal swab (445297001^Swab of internal nose^SCT) nasopharyngeal swab (258500001^Nasopharyngeal swab^SCT) oropharyngeal swab (258529004^Throat swab^SCT) | Positive SARS-CoV-2(260373001^Detected^SCT) Not detected (260415000^Not detected^SCT) Inconclusive (419984006^Inconclusive^SCT) Invalid (455371000124106^Invalid result^SCT) | 94533-7 | SARS coronavirus 2 N gene [Presence] in Respiratory specimen by NAA with probe detection | 94533-7 | SARS coronavirus 2 N gene [Presence] in Respiratory specimen by NAA with probe detection |  |  |  | Assurance SARS-CoV-2 Panel_Assurance Scientific Laboratories | EUA |  |  | SARS coronavirus 2 N gene | PrThr | Pt | Respiratory | Ord | Probe.amp.tar | 20200925 | 2.68 | 311
20210217 | Corrected LOINC Order Code Long Name | Centers for Disease Control and Prevention (CDC) | Influenza SARS-CoV-2 (Flu SC2) Multiplex Assay* | InfA Result | nasopharyngeal swabs (258500001^Nasopharyngeal swab^SCT) oropharyngeal swabs (258529004^Throat swab^SCT) nasal swabs (445297001^Swab of internal nose^SCT) sputum (119334006^Sputum specimen^SCT) lower respiratory tract aspirates (309171007^Lower respiratory fluid sample^SCT) bronchoalveolar lavage (258607008^Bronchoalveolar lavage fluid sample^SCT) nasopharyngeal wash/aspirate (258467004^Nasopharyngeal washings^SCT or 258411007^Nasopharyngeal aspirate^SCT) nasal aspirate (429931000124105^Nasal aspirate specimen^SCT) | influenza A RNA detected (407479009^Influenza A virus^SCT) influenza B RNA detected (407480007^Influenza B virus^SCT) SC2 RNA detected (840533007^Severe acute respiratory syndrome coronavirus 2^SCT) influenza B and SC2 RNA detected (407480007^Influenza B virus^SCT and 840533007^Severe acute respiratory syndrome coronavirus 2^SCT) influenza A and influenza B RNA detected (407479009^Influenza A virus^SCT and 407480007^Influenza B virus^SCT) influenza A and SC2 RNA detected (407479009^Influenza A virus^SCT and 840533007^Severe acute respiratory syndrome coronavirus 2^SCT) influenza A, influenza B and SC2 RNA detected (407479009^Influenza A virus^SCT and 407480007^Influenza B virus^SCT and 840533007^Severe acute respiratory syndrome coronavirus 2^SCT) Not Detected (260415000^Not Detected^SCT) Invalid result (455371000124106^Invalid result^SCT or 125154007^Specimen unsatisfactory for evaluation^SCT) | 92142-9 | Influenza virus A RNA [Presence] in Respiratory specimen by NAA with probe detection | 95422-2 | Influenza virus A and B RNA and SARS-CoV-2 (COVID-19) N gene panel - Respiratory specimen by NAA with probe detection |  |  |  | Influenza SARS-CoV-2 (Flu SC2) Multiplex Assay_Centers for Disease Control and Prevention (CDC) | EUA |  |  | Influenza virus A RNA | PrThr | Pt | Respiratory | Ord | Probe.amp.tar | 20210113 | 2.68 | 462
20210217 | Corrected Influenza A result | Centers for Disease Control and Prevention (CDC) | Influenza SARS-CoV-2 (Flu SC2) Multiplex Assay* | InfA Result | nasopharyngeal swabs (258500001^Nasopharyngeal swab^SCT) oropharyngeal swabs (258529004^Throat swab^SCT) nasal swabs (445297001^Swab of internal nose^SCT) sputum (119334006^Sputum specimen^SCT) lower respiratory tract aspirates (309171007^Lower respiratory fluid sample^SCT) bronchoalveolar lavage (258607008^Bronchoalveolar lavage fluid sample^SCT) nasopharyngeal wash/aspirate (258467004^Nasopharyngeal washings^SCT or 258411007^Nasopharyngeal aspirate^SCT) nasal aspirate (429931000124105^Nasal aspirate specimen^SCT) | + (260373001^Detected^SCT) - (260415000^Not Detected^SCT) | 92142-9 | Influenza virus A RNA [Presence] in Respiratory specimen by NAA with probe detection | 95422-2 | Influenza virus A and B and SARS-CoV-2 (COVID-19) RNA panel - Respiratory specimen by NAA with probe detection |  |  |  | Influenza SARS-CoV-2 (Flu SC2) Multiplex Assay_Centers for Disease Control and Prevention (CDC) | EUA |  |  | Influenza virus A RNA | PrThr | Pt | Respiratory | Ord | Probe.amp.tar | 20210127 | 2.68 | 462
20210217 | Corrected LOINC Order Code Long Name | Centers for Disease Control and Prevention (CDC) | Influenza SARS-CoV-2 (Flu SC2) Multiplex Assay* | InfB Result | nasopharyngeal swabs (258500001^Nasopharyngeal swab^SCT) oropharyngeal swabs (258529004^Throat swab^SCT) nasal swabs (445297001^Swab of internal nose^SCT) sputum (119334006^Sputum specimen^SCT) lower respiratory tract aspirates (309171007^Lower respiratory fluid sample^SCT) bronchoalveolar lavage (258607008^Bronchoalveolar lavage fluid sample^SCT) nasopharyngeal wash/aspirate (258467004^Nasopharyngeal washings^SCT or 258411007^Nasopharyngeal aspirate^SCT) nasal aspirate (429931000124105^Nasal aspirate specimen^SCT) | influenza A RNA detected (407479009^Influenza A virus^SCT) influenza B RNA detected (407480007^Influenza B virus^SCT) SC2 RNA detected (840533007^Severe acute respiratory syndrome coronavirus 2^SCT) influenza B and SC2 RNA detected (407480007^Influenza B virus^SCT and 840533007^Severe acute respiratory syndrome coronavirus 2^SCT) influenza A and influenza B RNA detected (407479009^Influenza A virus^SCT and 407480007^Influenza B virus^SCT) influenza A and SC2 RNA detected (407479009^Influenza A virus^SCT and 840533007^Severe acute respiratory syndrome coronavirus 2^SCT) influenza A, influenza B and SC2 RNA detected (407479009^Influenza A virus^SCT and 407480007^Influenza B virus^SCT and 840533007^Severe acute respiratory syndrome coronavirus 2^SCT) Not Detected (260415000^Not Detected^SCT) Invalid result (455371000124106^Invalid result^SCT or 125154007^Specimen unsatisfactory for evaluation^SCT) | 92141-1 | Influenza virus B RNA [Presence] in Respiratory specimen by NAA with probe detection | 95422-2 | Influenza virus A and B RNA and SARS-CoV-2 (COVID-19) N gene panel - Respiratory specimen by NAA with probe detection |  |  |  | Influenza SARS-CoV-2 (Flu SC2) Multiplex Assay_Centers for Disease Control and Prevention (CDC) | EUA |  |  | Influenza virus B RNA | PrThr | Pt | Respiratory | Ord | Probe.amp.tar | 20210113 | 2.68 | 463
20210217 | Corrected Influenza B result | Centers for Disease Control and Prevention (CDC) | Influenza SARS-CoV-2 (Flu SC2) Multiplex Assay* | InfB Result | nasopharyngeal swabs (258500001^Nasopharyngeal swab^SCT) oropharyngeal swabs (258529004^Throat swab^SCT) nasal swabs (445297001^Swab of internal nose^SCT) sputum (119334006^Sputum specimen^SCT) lower respiratory tract aspirates (309171007^Lower respiratory fluid sample^SCT) bronchoalveolar lavage (258607008^Bronchoalveolar lavage fluid sample^SCT) nasopharyngeal wash/aspirate (258467004^Nasopharyngeal washings^SCT or 258411007^Nasopharyngeal aspirate^SCT) nasal aspirate (429931000124105^Nasal aspirate specimen^SCT) | + (260373001^Detected^SCT) - (260415000^Not Detected^SCT) | 92141-1 | Influenza virus B RNA [Presence] in Respiratory specimen by NAA with probe detection | 95422-2 | Influenza virus A and B and SARS-CoV-2 (COVID-19) RNA panel - Respiratory specimen by NAA with probe detection |  |  |  | Influenza SARS-CoV-2 (Flu SC2) Multiplex Assay_Centers for Disease Control and Prevention (CDC) | EUA |  |  | Influenza virus B RNA | PrThr | Pt | Respiratory | Ord | Probe.amp.tar | 20210127 | 2.68 | 463
20210217 | Corrected LOINC Order Code Long Name | Centers for Disease Control and Prevention (CDC) | Influenza SARS-CoV-2 (Flu SC2) Multiplex Assay* | Influenza SARS-CoV-2 Result Interpretation | nasopharyngeal swabs (258500001^Nasopharyngeal swab^SCT) oropharyngeal swabs (258529004^Throat swab^SCT) nasal swabs (445297001^Swab of internal nose^SCT) sputum (119334006^Sputum specimen^SCT) lower respiratory tract aspirates (309171007^Lower respiratory fluid sample^SCT) bronchoalveolar lavage (258607008^Bronchoalveolar lavage fluid sample^SCT) nasopharyngeal wash/aspirate (258467004^Nasopharyngeal washings^SCT or 258411007^Nasopharyngeal aspirate^SCT) nasal aspirate (429931000124105^Nasal aspirate specimen^SCT) | influenza A RNA detected (407479009^Influenza A virus^SCT) influenza B RNA detected (407480007^Influenza B virus^SCT) SC2 RNA detected (840533007^Severe acute respiratory syndrome coronavirus 2^SCT) influenza B and SC2 RNA detected (407480007^Influenza B virus^SCT and 840533007^Severe acute respiratory syndrome coronavirus 2^SCT) influenza A and influenza B RNA detected (407479009^Influenza A virus^SCT and 407480007^Influenza B virus^SCT) influenza A and SC2 RNA detected (407479009^Influenza A virus^SCT and 840533007^Severe acute respiratory syndrome coronavirus 2^SCT) influenza A, influenza B and SC2 RNA detected (407479009^Influenza A virus^SCT and 407480007^Influenza B virus^SCT and 840533007^Severe acute respiratory syndrome coronavirus 2^SCT) Not Detected (260415000^Not Detected^SCT) Invalid result (455371000124106^Invalid result^SCT or 125154007^Specimen unsatisfactory for evaluation^SCT) | 95423-0 | Influenza virus A and B and SARS-CoV-2 (COVID-19) identified in Respiratory specimen by NAA with probe detection | 95422-2 | Influenza virus A and B and SARS-CoV-2 (COVID-19) RNA panel - Respiratory specimen by NAA with probe detection |  |  |  | Influenza SARS-CoV-2 (Flu SC2) Multiplex Assay_Centers for Disease Control and Prevention (CDC) | EUA |  |  | Influenza virus A & Influenza virus B & SARS coronavirus 2 identified | Prid | Pt | Respiratory | Nom | Probe.amp.tar | 20200811 | 2.69 | 460
20210217 | LOINC release version changed to 2.69-pre | Centers for Disease Control and Prevention (CDC) | Influenza SARS-CoV-2 (Flu SC2) Multiplex Assay* | Influenza SARS-CoV-2 Result Interpretation | nasopharyngeal swabs (258500001^Nasopharyngeal swab^SCT) oropharyngeal swabs (258529004^Throat swab^SCT) nasal swabs (445297001^Swab of internal nose^SCT) sputum (119334006^Sputum specimen^SCT) lower respiratory tract aspirates (309171007^Lower respiratory fluid sample^SCT) bronchoalveolar lavage (258607008^Bronchoalveolar lavage fluid sample^SCT) nasopharyngeal wash/aspirate (258467004^Nasopharyngeal washings^SCT or 258411007^Nasopharyngeal aspirate^SCT) nasal aspirate (429931000124105^Nasal aspirate specimen^SCT) | influenza A RNA detected (407479009^Influenza A virus^SCT) influenza B RNA detected (407480007^Influenza B virus^SCT) SC2 RNA detected (840533007^Severe acute respiratory syndrome coronavirus 2^SCT) influenza B and SC2 RNA detected (407480007^Influenza B virus^SCT and 840533007^Severe acute respiratory syndrome coronavirus 2^SCT) influenza A and influenza B RNA detected (407479009^Influenza A virus^SCT and 407480007^Influenza B virus^SCT) influenza A and SC2 RNA detected (407479009^Influenza A virus^SCT and 840533007^Severe acute respiratory syndrome coronavirus 2^SCT) influenza A, influenza B and SC2 RNA detected (407479009^Influenza A virus^SCT and 407480007^Influenza B virus^SCT and 840533007^Severe acute respiratory syndrome coronavirus 2^SCT) Not Detected (260415000^Not Detected^SCT) Invalid result (455371000124106^Invalid result^SCT or 125154007^Specimen unsatisfactory for evaluation^SCT) | 95423-0 | Influenza virus A + B and SARS-CoV-2 (COVID-19) identified in Respiratory specimen by NAA with probe detection | 95422-2 | Influenza virus A and B RNA and SARS-CoV-2 (COVID-19) N gene panel - Respiratory specimen by NAA with probe detection |  |  |  | SARS-CoV-2 (Flu SC2) Multiplex Assay_Centers for Disease Control and Prevention (CDC) | EUA |  |  | Influenza virus A & Influenza virus B & SARS coronavirus 2 identified | Prid | Pt | Respiratory | Nom | Probe.amp.tar | 20200707 | LOINC Pre-release 2020 | 460
20210217 | Corrected LOINC Order Code Long Name | Centers for Disease Control and Prevention (CDC) | Influenza SARS-CoV-2 (Flu SC2) Multiplex Assay* | RP Result | nasopharyngeal swabs (258500001^Nasopharyngeal swab^SCT) oropharyngeal swabs (258529004^Throat swab^SCT) nasal swabs (445297001^Swab of internal nose^SCT) sputum (119334006^Sputum specimen^SCT) lower respiratory tract aspirates (309171007^Lower respiratory fluid sample^SCT) bronchoalveolar lavage (258607008^Bronchoalveolar lavage fluid sample^SCT) nasopharyngeal wash/aspirate (258467004^Nasopharyngeal washings^SCT or 258411007^Nasopharyngeal aspirate^SCT) nasal aspirate (429931000124105^Nasal aspirate specimen^SCT) | influenza A RNA detected (407479009^Influenza A virus^SCT) influenza B RNA detected (407480007^Influenza B virus^SCT) SC2 RNA detected (840533007^Severe acute respiratory syndrome coronavirus 2^SCT) influenza B and SC2 RNA detected (407480007^Influenza B virus^SCT and 840533007^Severe acute respiratory syndrome coronavirus 2^SCT) influenza A and influenza B RNA detected (407479009^Influenza A virus^SCT and 407480007^Influenza B virus^SCT) influenza A and SC2 RNA detected (407479009^Influenza A virus^SCT and 840533007^Severe acute respiratory syndrome coronavirus 2^SCT) influenza A, influenza B and SC2 RNA detected (407479009^Influenza A virus^SCT and 407480007^Influenza B virus^SCT and 840533007^Severe acute respiratory syndrome coronavirus 2^SCT) Not Detected (260415000^Not Detected^SCT) Invalid result (455371000124106^Invalid result^SCT or 125154007^Specimen unsatisfactory for evaluation^SCT) | 68993-5 | Human RNase P RNA [Presence] in Specimen by NAA with probe detection | 95422-2 | Influenza virus A and B RNA and SARS-CoV-2 (COVID-19) N gene panel - Respiratory specimen by NAA with probe detection |  |  |  | Influenza SARS-CoV-2 (Flu SC2) Multiplex Assay_Centers for Disease Control and Prevention (CDC) | EUA |  |  | Human RNase P RNA | PrThr | Pt | XXX | Ord | Probe.amp.tar | 20210113 | 2.68 | 464
20210217 | Corrected Rnase P result | Centers for Disease Control and Prevention (CDC) | Influenza SARS-CoV-2 (Flu SC2) Multiplex Assay* | RP Result | nasopharyngeal swabs (258500001^Nasopharyngeal swab^SCT) oropharyngeal swabs (258529004^Throat swab^SCT) nasal swabs (445297001^Swab of internal nose^SCT) sputum (119334006^Sputum specimen^SCT) lower respiratory tract aspirates (309171007^Lower respiratory fluid sample^SCT) bronchoalveolar lavage (258607008^Bronchoalveolar lavage fluid sample^SCT) nasopharyngeal wash/aspirate (258467004^Nasopharyngeal washings^SCT or 258411007^Nasopharyngeal aspirate^SCT) nasal aspirate (429931000124105^Nasal aspirate specimen^SCT) | + (260373001^Detected^SCT) - (260415000^Not Detected^SCT) | 68993-5 | Human RNase P RNA [Presence] in Specimen by NAA with probe detection | 95422-2 | Influenza virus A and B and SARS-CoV-2 (COVID-19) RNA panel - Respiratory specimen by NAA with probe detection |  |  |  | Influenza SARS-CoV-2 (Flu SC2) Multiplex Assay_Centers for Disease Control and Prevention (CDC) | EUA |  |  | Human RNase P RNA | PrThr | Pt | XXX | Ord | Probe.amp.tar | 20210127 | 2.68 | 464
20210217 | Corrected LOINC Order Code Long Name | Centers for Disease Control and Prevention (CDC) | Influenza SARS-CoV-2 (Flu SC2) Multiplex Assay* | SC2 Result | nasopharyngeal swabs (258500001^Nasopharyngeal swab^SCT) oropharyngeal swabs (258529004^Throat swab^SCT) nasal swabs (445297001^Swab of internal nose^SCT) sputum (119334006^Sputum specimen^SCT) lower respiratory tract aspirates (309171007^Lower respiratory fluid sample^SCT) bronchoalveolar lavage (258607008^Bronchoalveolar lavage fluid sample^SCT) nasopharyngeal wash/aspirate (258467004^Nasopharyngeal washings^SCT or 258411007^Nasopharyngeal aspirate^SCT) nasal aspirate (429931000124105^Nasal aspirate specimen^SCT) | influenza A RNA detected (407479009^Influenza A virus^SCT) influenza B RNA detected (407480007^Influenza B virus^SCT) SC2 RNA detected (840533007^Severe acute respiratory syndrome coronavirus 2^SCT) influenza B and SC2 RNA detected (407480007^Influenza B virus^SCT and 840533007^Severe acute respiratory syndrome coronavirus 2^SCT) influenza A and influenza B RNA detected (407479009^Influenza A virus^SCT and 407480007^Influenza B virus^SCT) influenza A and SC2 RNA detected (407479009^Influenza A virus^SCT and 840533007^Severe acute respiratory syndrome coronavirus 2^SCT) influenza A, influenza B and SC2 RNA detected (407479009^Influenza A virus^SCT and 407480007^Influenza B virus^SCT and 840533007^Severe acute respiratory syndrome coronavirus 2^SCT) Not Detected (260415000^Not Detected^SCT) Invalid result (455371000124106^Invalid result^SCT or 125154007^Specimen unsatisfactory for evaluation^SCT) | 94533-7 | SARS-CoV-2 (COVID-19) N gene [Presence] in Respiratory specimen by NAA with probe detection | 95422-2 | Influenza virus A and B RNA and SARS-CoV-2 (COVID-19) N gene panel - Respiratory specimen by NAA with probe detection |  |  |  | Influenza SARS-CoV-2 (Flu SC2) Multiplex Assay_Centers for Disease Control and Prevention (CDC) | EUA |  |  | SARS coronavirus 2 N gene | PrThr | Pt | Respiratory | Ord | Probe.amp.tar | 20210113 | 2.68 | 461
20210217 | Corrected SARS-CoV-2 result | Centers for Disease Control and Prevention (CDC) | Influenza SARS-CoV-2 (Flu SC2) Multiplex Assay* | SC2 Result | nasopharyngeal swabs (258500001^Nasopharyngeal swab^SCT) oropharyngeal swabs (258529004^Throat swab^SCT) nasal swabs (445297001^Swab of internal nose^SCT) sputum (119334006^Sputum specimen^SCT) lower respiratory tract aspirates (309171007^Lower respiratory fluid sample^SCT) bronchoalveolar lavage (258607008^Bronchoalveolar lavage fluid sample^SCT) nasopharyngeal wash/aspirate (258467004^Nasopharyngeal washings^SCT or 258411007^Nasopharyngeal aspirate^SCT) nasal aspirate (429931000124105^Nasal aspirate specimen^SCT) | + (260373001^Detected^SCT) - (260415000^Not Detected^SCT) | 94533-7 | SARS-CoV-2 (COVID-19) N gene [Presence] in Respiratory specimen by NAA with probe detection | 95422-2 | Influenza virus A and B and SARS-CoV-2 (COVID-19) RNA panel - Respiratory specimen by NAA with probe detection |  |  |  | Influenza SARS-CoV-2 (Flu SC2) Multiplex Assay_Centers for Disease Control and Prevention (CDC) | EUA |  |  | SARS coronavirus 2 N gene | PrThr | Pt | Respiratory | Ord | Probe.amp.tar | 20210127 | 2.68 | 461
20210210 | This is the Lab version of the test, run on the GeneXpert Dx instrument. Removed LDT from test name. | Cepheid | LDT: Xpert Xpress SARS-CoV-2 DoD* | SARS-CoV-2 Result | nasopharyngeal swab (258500001^Nasopharyngeal swab^SCT) oropharyngeal swab (258529004^Throat swab^SCT) nasal swab (445297001^Swab of internal nose^SCT) mid-turbinate swab (871810001^Mid-turbinate nasal swab^SCT) nasal wash/ aspirate (429931000124105^Nasal aspirate specimen^SCT or 433871000124101^Nasal washings^SCT) | SARS-CoV-2 POSITIVE (260373001^Detected^SCT) SARS-CoV-2 PRESUMPTIVE POSITIVE (720735008^Presumptive positive^SCT) SARS-CoV-2 NEGATIVE (260415000^Not Detected^SCT) SARS-CoV-2 NEGATIVE (895231008^Not Detected in Pooled Specimen^SCT) INVALID (455371000124106^Invalid result^SCT or 125154007^Specimen unsatisfactory for evaluation^SCT) | 94500-6 | SARS-CoV-2 (COVID-19) RNA [Presence] in Respiratory specimen by NAA with probe detection | 94531-1 | SARS coronavirus 2 RNA panel - Respiratory specimen by NAA with probe detection | Testing of nasopharyngeal, oropharyngeal, nasal, or mid-turbinate swab and nasal wash/aspirate specimens using the Xpert Xpress SARS-CoV-2 DoD run on the GeneXpert Dx and GeneXpert Infinity systems is limited to U.S. Department of Defense (DoD) designated laboratories certified under the Clinical Laboratory Improvement Amendments of 1988 (CLIA), 42 U.S.C. § 263a, that meet requirements to perform high or moderate complexity tests, or similarly qualified U.S. DoD designated laboratories. Testing of nasopharyngeal, nasal, or mid-turbinate swab specimens using the Xpert Xpress SARSCoV-2 DoD test run on the GeneXpert Xpress System (Tablet and Hub Configurations) is limited to U.S. DoD designated laboratories certified under CLIA that meet requirements to perform high, moderate, or waived complexity tests or similarly qualified US DoD designated laboratories. Testing of these specimens is authorized for use at the Point of Care (POC), i.e., in patient care settings operating under a CLIA Certificate of Waiver, Certificate of Compliance, or Certificate of Accreditation or similarly qualified DoD patient care settings. |  |  | Xpert Xpress SARS-CoV-2 DoD_Cepheid | EUA | GeneXpert Dx System_Cepheid | MNI | SARS coronavirus 2 RNA | PrThr | Pt | Respiratory | Ord | Probe.amp.tar | 20210107 | 2.69 | 889
20210210 | This is the Lab version of the test, run on the GeneXpert Infinity instrument. Removed LDT from test name. | Cepheid | LDT: Xpert Xpress SARS-CoV-2 DoD* | SARS-CoV-2 Result | nasopharyngeal swab (258500001^Nasopharyngeal swab^SCT) oropharyngeal swab (258529004^Throat swab^SCT) nasal swab (445297001^Swab of internal nose^SCT) mid-turbinate swab (871810001^Mid-turbinate nasal swab^SCT) nasal wash/ aspirate (429931000124105^Nasal aspirate specimen^SCT or 433871000124101^Nasal washings^SCT) | SARS-CoV-2 POSITIVE (260373001^Detected^SCT) SARS-CoV-2 PRESUMPTIVE POSITIVE (720735008^Presumptive positive^SCT) SARS-CoV-2 NEGATIVE (260415000^Not Detected^SCT) SARS-CoV-2 NEGATIVE (895231008^Not Detected in Pooled Specimen^SCT) INVALID (455371000124106^Invalid result^SCT or 125154007^Specimen unsatisfactory for evaluation^SCT) | 94500-6 | SARS-CoV-2 (COVID-19) RNA [Presence] in Respiratory specimen by NAA with probe detection | 94531-1 | SARS coronavirus 2 RNA panel - Respiratory specimen by NAA with probe detection | Testing of nasopharyngeal, oropharyngeal, nasal, or mid-turbinate swab and nasal wash/aspirate specimens using the Xpert Xpress SARS-CoV-2 DoD run on the GeneXpert Dx and GeneXpert Infinity systems is limited to U.S. Department of Defense (DoD) designated laboratories certified under the Clinical Laboratory Improvement Amendments of 1988 (CLIA), 42 U.S.C. § 263a, that meet requirements to perform high or moderate complexity tests, or similarly qualified U.S. DoD designated laboratories. Testing of nasopharyngeal, nasal, or mid-turbinate swab specimens using the Xpert Xpress SARSCoV-2 DoD test run on the GeneXpert Xpress System (Tablet and Hub Configurations) is limited to U.S. DoD designated laboratories certified under CLIA that meet requirements to perform high, moderate, or waived complexity tests or similarly qualified US DoD designated laboratories. Testing of these specimens is authorized for use at the Point of Care (POC), i.e., in patient care settings operating under a CLIA Certificate of Waiver, Certificate of Compliance, or Certificate of Accreditation or similarly qualified DoD patient care settings. |  |  | Xpert Xpress SARS-CoV-2 DoD_Cepheid | EUA | GeneXpert Infinity System_Cepheid | MNI | SARS coronavirus 2 RNA | PrThr | Pt | Respiratory | Ord | Probe.amp.tar | 20210107 | 2.69 | 889
20210210 | This is the POC version of the test, run on the GeneXpert Xpress instrument. Removed OP swab and Nasal wash/ aspirate from Specimens. Removed Not Detected in pooled specimen from results. Removed LDT from test name. | Cepheid | LDT: Xpert Xpress SARS-CoV-2 DoD* | SARS-CoV-2 Result Text | nasopharyngeal swab (258500001^Nasopharyngeal swab^SCT) nasal swab (445297001^Swab of internal nose^SCT) mid-turbinate swab (871810001^Mid-turbinate nasal swab^SCT) | SARS-CoV-2 POSITIVE (260373001^Detected^SCT) SARS-CoV-2 PRESUMPTIVE POSITIVE (720735008^Presumptive positive^SCT) SARS-CoV-2 NEGATIVE (260415000^Not Detected^SCT) INVALID (455371000124106^Invalid result^SCT or 125154007^Specimen unsatisfactory for evaluation^SCT) | 94500-6 | SARS-CoV-2 (COVID-19) RNA [Presence] in Respiratory specimen by NAA with probe detection | 94531-1 | SARS coronavirus 2 RNA panel - Respiratory specimen by NAA with probe detection | (1) Testing of nasopharyngeal, oropharyngeal, nasal, or mid-turbinate swab and nasal wash/aspirate specimens using the Xpert Xpress SARS-CoV-2 DoD run on the GeneXpert Dx and GeneXpert Infinity systems is limited to U.S. Department of Defense (DoD) designated laboratories certified under the Clinical Laboratory Improvement Amendments of 1988 (CLIA), 42 U.S.C. § 263a, that meet requirements to perform high or moderate complexity tests, or similarly qualified U.S. DoD designated laboratories. (2) Testing of nasopharyngeal, nasal, or mid-turbinate swab specimens using the Xpert Xpress SARSCoV-2 DoD test run on the GeneXpert Xpress System (Tablet and Hub Configurations) is limited to U.S. DoD designated laboratories certified under CLIA that meet requirements to perform high, moderate, or waived complexity tests or similarly qualified US DoD designated laboratories. Testing of these specimens is authorized for use at the Point of Care (POC), i.e., in patient care settings operating under a CLIA Certificate of Waiver, Certificate of Compliance, or Certificate of Accreditation or similarly qualified DoD patient care settings. |  |  | Xpert Xpress SARS-CoV-2 DoD_Cepheid | EUA | GeneXpert Xpress System_Cepheid | MNI | SARS coronavirus 2 RNA | PrThr | Pt | Respiratory | Ord | Probe.amp.tar | 20210107 | 2.69 | 889
20210127 | Updated specimen types allowed | Cepheid | Xpert Xpress SARS-CoV-2 | SARS-CoV-2 Result Text | nasopharyngeal (NP) swab (258500001^Nasopharyngeal swab^SCT) nasal wash/aspirate (429931000124105^Nasal aspirate specimen^SCT) | SARS-CoV-2 positive (260373001^Detected^SCT) SARS-CoV-2 negative (260415000^Not detected^SCT) SARS-CoV-2 presumptive positive (720735008^Presumptive positive^SCT) Invalid (455371000124106^Invalid result^SCT or 125154007^Specimen unsatisfactory for evaluation^SCT) | 94500-6 | SARS coronavirus 2 RNA [Presence] in Respiratory specimen by NAA with probe detection | 94531-1 | SARS coronavirus 2 RNA panel - Respiratory specimen by NAA with probe detection |  |  |  | Xpert Xpress SARS-CoV-2 test_Cepheid | EUA |  |  | SARS coronavirus 2 RNA | PrThr | Pt | Respiratory | Ord | Probe.amp.tar | 20200428 | 2.68 | 40
20210127 | This is the POC version of the test, run on the GeneXpert Express insturment. Removed OP swab and Nasal wash/ aspirate from Specimens. Removed 'Not detected in pooled specimen' from Results. Changed Result Text from 'INVALID' to 'NO RESULT - REPEAT TEST' | Cepheid | Xpert Xpress SARS-CoV-2 | SARS-CoV-2 Result Text | nasopharyngeal swab (258500001^Nasopharyngeal swab^SCT) nasal swab (445297001^Swab of internal nose^SCT) mid-turbinate swab (871810001^Mid-turbinate nasal swab^SCT) | SARS-CoV-2 POSITIVE (260373001^Detected^SCT) SARS-CoV-2 PRESUMPTIVE POS (720735008^Presumptive positive^SCT) SARS-CoV-2 NEGATIVE (260415000^Not detected^SCT) NO RESULT – REPEAT TEST (455371000124106^Invalid result^SCT or 125154007^Specimen unsatisfactory for evaluation^SCT) | 94500-6 | SARS coronavirus 2 RNA [Presence] in Respiratory specimen by NAA with probe detection | 94531-1 | SARS coronavirus 2 RNA panel - Respiratory specimen by NAA with probe detection |  |  |  | Xpert Xpress SARS-CoV-2 test_Cepheid | EUA | GeneXpert Xpress System_Cepheid | MNI | SARS coronavirus 2 RNA | PrThr | Pt | Respiratory | Ord | Probe.amp.tar | 20200818 | 2.68 | 40
20210107 | Added rows for three instruments. | Primerdesign | Primerdesign Ltd COVID-19 genesig Real-Time PCR assay* | COVID-19 Result Interpretation | Oropharyngeal Swabs (258529004^Throat swab^SCT) | SARS-CoV-2 Positive (260373001^Detected^SCT) SARS-CoV-2 Negative (260415000^Not detected^SCT) Result invalid (455371000124106^Invalid result^SCT or 125154007^Specimen unsatisfactory for evaluation^SCT) | 94559-2 | SARS coronavirus 2 ORF1ab region [Presence] in Respiratory specimen by NAA with probe detection | 94559-2 | SARS coronavirus 2 ORF1ab region [Presence] in Respiratory specimen by NAA with probe detection |  |  |  | Primerdesign Ltd COVID-19 genesig Real-Time PCR assay_Primerdesign Ltd. | EUA |  |  | SARS coronavirus 2 ORF1ab region | PrThr | Pt | Respiratory | Ord | Probe.amp.tar | 20200428 | 2.68 | 35
20210107 | Changed order code from 94500-6 to 94531-1 | SolGent | DiaPlexQ Novel Coronavirus (2019-nCoV) Detection Kit* | SARS-CoV-2 RNA | Nasal swab (445297001^Swab of internal nose^SCT) Mid-turbinate nasal swabs(871810001^Mid-turbinate nasal swab^SCT) nasopharyngeal swab (258500001^Nasopharyngeal swab^SCT) oropharyngeal swabs (258529004^Throat swab^SCT) nasal and pharyngeal swab combination (433801000124107^Nasopharyngeal and oropharyngeal swab^SCT) nasopharyngeal wash (258467004^Nasopharyngeal washings^SCT) nasopharyngeal aspirate (258411007^Nasopharyngeal aspirate^SCT) nasal aspirate (429931000124105^Nasal aspirate specimen^SCT) BAL (258607008^Bronchoalveolar lavage fluid sample^SCT) sputum (119334006^Sputum specimen^SCT) | Positive(260373001^Detected^SCT) Negative (260415000^Not detected^SCT) Inconclusive (419984006^Inconclusive^SCT) Invalid (455371000124106^Invalid result^SCT) | 94500-6 | SARS coronavirus 2 RNA [Presence] in Respiratory specimen by NAA with probe detection | 94500-6 | SARS coronavirus 2 RNA [Presence] in Respiratory specimen by NAA with probe detection |  |  |  | DiaPlexQ Novel Coronavirus (2019-nCoV) Detection Kit_SolGent Co., Ltd | EUA |  |  | SARS coronavirus 2 RNA | PrThr | Pt | Respiratory | Ord | Probe.amp.tar | 20200526 | 2.68 | 323
20201216 | (1) Model name changed (added the word 'Test'). (2) This test now supports self-collected nasal specimens using either the LabCorp At Home COVID-19 test home collection kit or the Pixel by LabCorp COVID-19 Test Home Collection Kit (3) LOINC version ID changed from 2.68 to 2.69 | LabCorp | LDT: COVID-19 RT-PCR* | SARS-CoV-2 Report | nasopharyngeal swabs (258500001^Nasopharyngeal swab^SCT) oropharyngeal swabs (258529004^Throat swab^SCT) nasopharyngeal wash/aspirate (258467004^Nasopharyngeal washings^SCT or 258411007^Nasopharyngeal aspirate^SCT) nasal swabs (445297001^Swab of internal nose^SCT) mid-turbinate swabs (871810001^Mid-turbinate nasal swab^SCT) sputum (119334006^Sputum specimen^SCT) lower respiratory tract aspirates (309171007^Lower respiratory fluid sample^SCT) bronchoalveolar lavage (258607008^Bronchoalveolar lavage fluid sample^SCT) | DETECTED (260373001^Detected^SCT) INDETERMINATE (82334004^Indeterminate^SCT) NOT DETECTED (260415000^Not Detected^SCT) INVALID (455371000124106^Invalid result^SCT or 125154007^Specimen unsatisfactory for evaluation^SCT) Detected in pooled specimen (462371000124108^Detected in pooled specimen^SCT) Indeterminate in pooled specimen (897500001^Indeterminate in pooled specimen^SCT) Not detected in pooled specimen (895231008^Not Detected in pooled specimen^SCT) | 94533-7 | SARS-CoV-2 (COVID-19) N gene [Presence] in Respiratory specimen by NAA with probe detection | 94531-1 | SARS-CoV-2 (COVID-19) RNA panel - Respiratory specimen by NAA with probe detection |  |  |  | COVID-19 RT-PCR Test_Laboratory Corporation of America (LabCorp) | EUA | ABI QuantStudio 7 Flex_Thermo Fisher | MNI | SARS coronavirus 2 N gene | PrThr | Pt | Respiratory | Ord | Probe.amp.tar | 20200826 | 2.68 | 20
20201216 | (1) The analyte was corrected from one row for Result Interpretation to four rows for Influenza A, SARS-CoV-2, Pan-Sarbecovirus, and Influenza B. (2) LOINC codes were changed to reflect the change in analytes. (3) LOINC release version changed from '2.69-pre' to '2.69' since version 2.69 has been released. | Roche Molecular Systems, Inc. | cobas SARS-CoV-2 & Influenza A/B | Result Interpretation | nasal swab (445297001^Swab of internal nose^SCT) nasopharyngeal swab (258500001^Nasopharyngeal swab^SCT) | No target RNA Detected (260415000^Not Detected^SCT) Influenza B RNA Detected (407480007^Influenza B virus^SCT) Influenza A RNA Detected (407479009^Influenza A virus^SCT) Influenza A and Influenza B RNA Detected (407479009^Influenza A virus^SCT and 407480007^Influenza B virus^SCT) Presumptive Positive for SARS-CoV-2 RNA (868196001^Subgenus Sarbecovirus^SCT) Presumptive Positive for SARS-CoV-2 RNA and Influenza B RNA Detected (868196001^Subgenus Sarbecovirus^SCT and 407480007^Influenza B virus^SCT) Influenza A RNA Detected and Presumptive Positive for SARS-CoV-2 RNA (407479009^Influenza A virus^SCT and 868196001^Subgenus Sarbecovirus^SCT) Influenza A RNA Detected, Presumptive Positive for SARS-CoV-2 RNA, and Influenza B RNA Detected (407479009^Influenza A virus^SCT and 868196001^Subgenus Sarbecovirus^SCT and 407480007^Influenza B virus^SCT) SARS-CoV-2 RNA Detected (840533007^Severe acute respiratory syndrome coronavirus 2^SCT) SARS-CoV-2 RNA and Influenza B RNA Detected (840533007^Severe acute respiratory syndrome coronavirus 2^SCT and 407480007^Influenza B virus^SCT) Influenza A RNA and SARS-CoV-2 RNA Detected (407479009^Influenza A virus^SCT and 840533007^Severe acute respiratory syndrome coronavirus 2^SCT) Influenza A RNA, SARS-CoV-2 RNA, and Influenza B RNA Detected (407479009^Influenza A virus^SCT and 840533007^Severe acute respiratory syndrome coronavirus 2^SCT and 407480007^Influenza B virus^SCT) SARS-CoV-2 RNA Detected (840533007^Severe acute respiratory syndrome coronavirus 2^SCT) SARS-CoV-2 RNA and Influenza B RNA Detected (840533007^Severe acute respiratory syndrome coronavirus 2^SCT and 407480007^Influenza B virus^SCT) Influenza A RNA and SARS-CoV-2 RNA Detected (407479009^Influenza A virus^SCT and 840533007^Severe acute respiratory syndrome coronavirus 2^SCT) Influenza A RNA, SARS-CoV-2 RNA, and Influenza B RNA Detected (407479009^Influenza A virus^SCT and 840533007^Severe acute respiratory syndrome coronavirus 2^SCT and 407480007^Influenza B virus^SCT) | 95423-0 | Influenza virus A + B and SARS-CoV-2 (COVID-19) identified in Respiratory specimen by NAA with probe detection | 95380-2 | Influenza virus A and B and SARS-CoV-2 (COVID-19) and SARS-related CoV RNA panel - Respiratory specimen by NAA with probe detection | You may need to report more than one OBX with the same LOINC (using OBX-4 as a differentiator) when more than one organism is detected |  |  | cobas SARS-CoV-2 & Influenza A/B_Roche Molecular Systems, Inc. | EUA | cobas 6800 System_Roche | MNI | Influenza virus A & Influenza virus B & SARS coronavirus 2 identified | Prid | Pt | Respiratory | Nom | Probe.amp.tar | 20200909 | 2.69-pre | 700
20201216 | (1) The analyte was corrected from one row for Result Interpretation to four rows for Influenza A, SARS-CoV-2, Pan-Sarbecovirus, and Influenza B. (2) LOINC codes were changed to reflect the change in analytes. (3) LOINC release version changed from '2.69-pre' to '2.69' since version 2.69 has been released. | Roche Molecular Systems, Inc. | cobas SARS-CoV-2 & Influenza A/B | Result Interpretation | nasal swab (445297001^Swab of internal nose^SCT) nasopharyngeal swab (258500001^Nasopharyngeal swab^SCT) | No target RNA Detected (260415000^Not Detected^SCT) Influenza B RNA Detected (407480007^Influenza B virus^SCT) Influenza A RNA Detected (407479009^Influenza A virus^SCT) Influenza A and Influenza B RNA Detected (407479009^Influenza A virus^SCT and 407480007^Influenza B virus^SCT) Presumptive Positive for SARS-CoV-2 RNA (868196001^Subgenus Sarbecovirus^SCT) Presumptive Positive for SARS-CoV-2 RNA and Influenza B RNA Detected (868196001^Subgenus Sarbecovirus^SCT and 407480007^Influenza B virus^SCT) Influenza A RNA Detected and Presumptive Positive for SARS-CoV-2 RNA (407479009^Influenza A virus^SCT and 868196001^Subgenus Sarbecovirus^SCT) Influenza A RNA Detected, Presumptive Positive for SARS-CoV-2 RNA, and Influenza B RNA Detected (407479009^Influenza A virus^SCT and 868196001^Subgenus Sarbecovirus^SCT and 407480007^Influenza B virus^SCT) SARS-CoV-2 RNA Detected (840533007^Severe acute respiratory syndrome coronavirus 2^SCT) SARS-CoV-2 RNA and Influenza B RNA Detected (840533007^Severe acute respiratory syndrome coronavirus 2^SCT and 407480007^Influenza B virus^SCT) Influenza A RNA and SARS-CoV-2 RNA Detected (407479009^Influenza A virus^SCT and 840533007^Severe acute respiratory syndrome coronavirus 2^SCT) Influenza A RNA, SARS-CoV-2 RNA, and Influenza B RNA Detected (407479009^Influenza A virus^SCT and 840533007^Severe acute respiratory syndrome coronavirus 2^SCT and 407480007^Influenza B virus^SCT) SARS-CoV-2 RNA Detected (840533007^Severe acute respiratory syndrome coronavirus 2^SCT) SARS-CoV-2 RNA and Influenza B RNA Detected (840533007^Severe acute respiratory syndrome coronavirus 2^SCT and 407480007^Influenza B virus^SCT) Influenza A RNA and SARS-CoV-2 RNA Detected (407479009^Influenza A virus^SCT and 840533007^Severe acute respiratory syndrome coronavirus 2^SCT) Influenza A RNA, SARS-CoV-2 RNA, and Influenza B RNA Detected (407479009^Influenza A virus^SCT and 840533007^Severe acute respiratory syndrome coronavirus 2^SCT and 407480007^Influenza B virus^SCT) | 95423-0 | Influenza virus A + B and SARS-CoV-2 (COVID-19) identified in Respiratory specimen by NAA with probe detection | 95380-2 | Influenza virus A and B and SARS-CoV-2 (COVID-19) and SARS-related CoV RNA panel - Respiratory specimen by NAA with probe detection | You may need to report more than one OBX with the same LOINC (using OBX-4 as a differentiator) when more than one organism is detected |  |  | cobas SARS-CoV-2 & Influenza A/B_Roche Molecular Systems, Inc. | EUA | cobas 8800 System_Roche | MNI | Influenza virus A & Influenza virus B & SARS coronavirus 2 identified | Prid | Pt | Respiratory | Nom | Probe.amp.tar | 20200909 | 2.69-pre | 700
20201202 | Added rows for three PCR instruments: ABI 7500 FAST Real-Time PCR_Thermo Fisher ABI 7500 Real-Time PCR_Thermo Fisher CFX96 Real-Time PCR System_BioRad | OSANG Healthcare | GeneFinder COVID-19 Plus RealAmp Kit | SARS-CoV-2 nucleic acids | Nasal swab (445297001^Swab of internal nose^SCT) Mid-turbinate nasal swabs(871810001^Mid-turbinate nasal swab^SCT) nasopharyngeal swab (258500001^Nasopharyngeal swab^SCT) oropharyngeal swabs (258529004^Throat swab^SCT) BAL (258607008^Bronchoalveolar lavage fluid sample^SCT) sputum (119334006^Sputum specimen^SCT) | SARS-CoV-2 positive (260373001^Detected^SCT) SARS-CoV-2 negative (260415000^Not detected^SCT) SARS-CoV-2 presumptive positive (720735008^Presumptive positive^SCT) Invalid (455371000124106^Invalid result^SCT or 125154007^Specimen unsatisfactory for evaluation^SCT) | 94500-6 | SARS coronavirus 2 RNA [Presence] in Respiratory specimen by NAA with probe detection | 94531-1 | SARS coronavirus 2 RNA panel - Respiratory specimen by NAA with probe detection |  |  |  | GeneFinder COVID-19 Plus RealAmp Kit_OSANG Healthcare | EUA |  |  | SARS coronavirus 2 RNA | PrThr | Pt | Respiratory | Ord | Probe.amp.tar | 20200602 | 2.68 | 200
20201118 | Corrected Equipment UID to 'CFX96 Real-Time PCR System_BioRad' | Beijing Wantai Biological Pharmacy Enterprise Co., Ltd. | Wantai SARS-CoV-2 RT-PCR Kit* | SARS-CoV-2 Result Interpretation | oropharyngeal swab (258529004^Throat swab^SCT) | SARS-CoV-2 positive (260373001^Detected^SCT) Inconclusive (419984006^Inconclusive^SCT) SARS-CoV-2 negative (260415000^Not Detected^SCT) Invalid result (455371000124106^Invalid result^SCT or 125154007^Specimen unsatisfactory for evaluation^SCT) | 94500-6 | SARS-CoV-2 (COVID-19) RNA [Presence] in Respiratory specimen by NAA with probe detection | 94531-1 | SARS-CoV-2 (COVID-19) RNA panel - Respiratory specimen by NAA with probe detection |  |  |  | Wantai SARS-CoV-2 RT-PCR Kit_Beijing Wantai Biological Pharmacy Enterprise Co., Ltd. | EUA | CFX384 Real-Time PCR_BioRad | MNI | SARS coronavirus 2 RNA | PrThr | Pt | Respiratory | Ord | Probe.amp.tar | 20200916 | 2.68 | 713
20201118 | (1)Removed three specimen types: NP wash, NP aspirate, and Nasal aspirate. (2) Changed result from 'Presumptive positive' to 'Inconclusive'. (3) Added rows for 4 PCR instruments. | DiaCarta, Inc. | QuantiVirus SARS-CoV-2 Test kit* | SARS-CoV-2 Result | Nasopharyngeal swab AND oropharyngeal swab (433801000124107^Nasopharyngeal and oropharyngeal swab^SCT) Oropharyngeal swab (258529004^Throat swab^SCT) nasopharyngeal swab (258500001^Nasopharyngeal swab^SCT) nasal swab (445297001^Swab of internal nose^SCT) anterior nasal swab (697989009^Anterior nares swab^SCT) midturbinate nasal swab (871810001^Mid-turbinate nasal swab^SCT) sputum (119334006^Sputum specimen^SCT) | NA (455371000124106^Invalid result^SCT or 125154007^Specimen unsatisfactory for evaluation^SCT) SARS-CoV-2 Not detected (260415000^Not Detected^SCT) SARS-CoV-2 Detected (260373001^Detected^SCT) SARS-CoV-2 Inconclusive (419984006^Inconclusive^SCT) | 94500-6 | SARS coronavirus 2 RNA [Presence] in Respiratory specimen by NAA with probe detection | 94531-1 | SARS coronavirus 2 RNA panel - Respiratory specimen by NAA with probe detection |  |  |  | QuantiVirus SARS-CoV-2 Test kit_DiaCarta, Inc | EUA |  |  | SARS coronavirus 2 RNA | PrThr | Pt | Respiratory | Ord | Probe.amp.tar | 20200428 | 2.68 | 123
20201118 | LOINC release version changed to 2.69-pre | Illumina | COVIDSeq Test* | SARS-CoV-2 RNA | nasopharyngeal (NP) swabs (258500001^Nasopharyngeal swab^SCT) oropharyngeal (OP) swabs (258529004^Throat swab^SCT) anterior nasal swabs (697989009^Anterior nares swab^SCT) mid-turbinate nasal swabs (871810001^Mid-turbinate nasal swab^SCT) nasopharyngeal wash/aspirates (258411007^Nasopharyngeal aspirate^SCT) nasal aspirates (429931000124105^Nasal aspirate specimen^SCT) bronchoalveolar lavage (BAL) (258607008^Bronchoalveolar lavage fluid sample^SCT) | SARS-CoV-2 Detected (260373001^Detected^SCT) SARS-CoV-2 Not detected (260415000^Not detected^SCT) Invalid (455371000124106^Invalid result^SCT or 125154007^Specimen unsatisfactory for evaluation^SCT) | 95424-8 | SARS coronavirus 2 RNA (COVID-19) [Presence] in Respiratory specimen by Sequencing | 95424-8 | SARS-CoV-2 (COVID-19) RNA [Presence] in Respiratory specimen by Sequencing |  |  |  | Illumina COVIDSeq Test_Illumina, Inc. | EUA |  |  | SARS coronavirus 2 RNA | PrThr | Pt | Respiratory | Ord | Sequencing | 20200715 | LOINC Pre-release 2020 | 381
20201118 | Added rows for four sequencing instruments: NextSeq 500 Sequencing System_Illumina NextSeq 550 Sequencing System_Illumina NextSeq 550Dx Sequencing System_Illumina NovaSeq 6000 Sequencing System_Illumina | Illumina | COVIDSeq Test* | SARS-CoV-2 RNA | nasopharyngeal (NP) swabs (258500001^Nasopharyngeal swab^SCT) oropharyngeal (OP) swabs (258529004^Throat swab^SCT) anterior nasal swabs (697989009^Anterior nares swab^SCT) mid-turbinate nasal swabs (871810001^Mid-turbinate nasal swab^SCT) nasopharyngeal wash/aspirates (258411007^Nasopharyngeal aspirate^SCT) nasal aspirates (429931000124105^Nasal aspirate specimen^SCT) bronchoalveolar lavage (BAL) (258607008^Bronchoalveolar lavage fluid sample^SCT) | SARS-CoV-2 Detected (260373001^Detected^SCT) SARS-CoV-2 Not detected (260415000^Not detected^SCT) Invalid (455371000124106^Invalid result^SCT or 125154007^Specimen unsatisfactory for evaluation^SCT) | 95424-8 | SARS coronavirus 2 RNA (COVID-19) [Presence] in Respiratory specimen by Sequencing | 95424-8 | SARS-CoV-2 (COVID-19) RNA [Presence] in Respiratory specimen by Sequencing |  |  |  | Illumina COVIDSeq Test_Illumina, Inc. | EUA |  |  | SARS coronavirus 2 RNA | PrThr | Pt | Respiratory | Ord | Sequencing | 20201118 | 2.69-pre | 381
20201118 | There are now three rows for this test, one for each of the following PCR instruments: ABI 7500 FAST Dx Real-Time PCR_Thermo Fisher CFX96 Touch Real-Time PCR System_BioRad CFX384 Touch Real-Time PCR_BioRad | InBios International, Inc | Smart Detect SARS-CoV-2 rRT-PCR Kit* | SARS-CoV-2 Final interpretation | nasopharyngeal swab (258500001^Nasopharyngeal swab^SCT) anterior nasal swab (697989009^Anterior nares swab^SCT) midturbinate nasal swab (871810001^Mid-turbinate nasal swab^SCT) | SARS-CoV-2 negative (260415000^Not Detected^SCT) SARS-CoV-2 positive (260373001^Detected^SCT) SARS-CoV-2 presumptive positive; retest specimen (720735008^Presumptive positive^SCT) Invalid; retest specimen 455371000124106^Invalid result^SCT or 125154007^Specimen unsatisfactory for evaluation^SCT | 94500-6 | SARS coronavirus 2 RNA [Presence] in Respiratory specimen by NAA with probe detection | 94531-1 | SARS coronavirus 2 RNA panel - Respiratory specimen by NAA with probe detection |  |  |  | Smart Detect SARS-CoV-2 rRT-PCR Kit_InBios International, Inc | EUA |  |  | SARS coronavirus 2 RNA | PrThr | Pt | Respiratory | Ord | Probe.amp.tar | 20200428 | 2.68 | 116
20201118 | (1) Changed Vendor Analyte to 'SARS-CoV-2 Result'. (2) Changed text of Results to 'SARS-CoV-2 Positive', 'Negative', 'Invalid'. (3) Changed order code to 94759-8 (same as test code). | Luminex Corporation | NxTAG CoV Extended Panel Assay | SARS-CoV-2 Result Interpretation | nasopharyngeal swab (258500001^Nasopharyngeal swab^SCT) | Detected (260373001^Detected^SCT) Not Detected (260415000^Not detected^SCT) Invalid Result (455371000124106^Invalid result^SCT or 125154007^Specimen unsatisfactory for evaluation^SCT) | 94759-8 | SARS coronavirus 2 RNA [Presence] in Nasopharynx by NAA with probe detection | 94759-8 | SARS coronavirus 2 RNA [Presence] in Nasopharynx by NAA with probe detection |  |  |  | NxTAG CoV Extended Panel Assay_Luminex Molecular Diagnostics, Inc. | EUA |  |  | SARS coronavirus 2 RNA | PrThr | Pt | Nph | Ord | Probe.amp.tar | 20200505 | 2.68 | 55
20201118 | Change specimen type 'Nasal swab' to 'Anterior nasal swab' | P23 Labs | TaqPath SARS-CoV-2 Assay* | SARS-CoV-2 RNA | Nasal swab (445297001^Swab of internal nose^SCT) Mid-turbinate nasal swabs(871810001^Mid-turbinate nasal swab^SCT) nasopharyngeal swab (258500001^Nasopharyngeal swab^SCT) oropharyngeal swabs (258529004^Throat swab^SCT) nasopharyngeal wash (258467004^Nasopharyngeal washings^SCT) nasopharyngeal aspirate (258411007^Nasopharyngeal aspirate^SCT) nasal aspirate (429931000124105^Nasal aspirate specimen^SCT) BAL (258607008^Bronchoalveolar lavage fluid sample^SCT) | Positive(260373001^Detected^SCT) Negative (260415000^Not detected^SCT) Inconclusive (419984006^Inconclusive^SCT) | 94500-6 | SARS coronavirus 2 RNA [Presence] in Respiratory specimen by NAA with probe detection | 94500-6 | SARS coronavirus 2 RNA [Presence] in Respiratory specimen by NAA with probe detection |  |  |  | P23 Labs TaqPath SARS-CoV-2 Assay_P23 Labs, LLC. | EUA |  |  | SARS coronavirus 2 RNA | PrThr | Pt | Respiratory | Ord | Probe.amp.tar | 20200526 | 2.68 | 325
20201118 | Row removed from LIVD table | Quest Diagnostics | LDT: Quest SARS-CoV-2 rRT-PCR | nCoV-N2 | nasopharyngeal swab (258500001^Nasopharyngeal swab^SCT) oropharyngeal swabs (258529004^Throat swab^SCT) sputum (119334006^Sputum specimen^SCT) tracheal aspirates (445447003^Specimen from trachea obtained by aspiration^SCT) and bronchoalveolar lavage/wash (258607008^Bronchoalveolar lavage fluid sample^SCT)). | Detected (260373001^Detected^SCT) Not Detected (260415000^Not detected^SCT) | 94308-4 | SARS Coronavirus 2 N gene [Presence] in Unspecified specimen by Nucleic acid amplification using primer-probe set N2 | 94531-1 | SARS coronavirus 2 RNA panel - Respiratory specimen by NAA with probe detection |  |  |  | Quest SARS-CoV-2 rRT-PCR_Quest Diagnostics Infectious Disease, Inc. | EUA |  |  | SARS Coronavirus 2 N gene | PrThr | PT | XXX | Ord | Probe.amp.tar.primer-probe set N2 | 20200428 | 2.68 | 55
20201118 | (1) Added 4 specimens: Nasal swab, Nasal aspirate, NP wash/aspirate, BAL. (2) Added rows for 4 instruments: ABI 7500 FAST Dx Real-Time PCR_Thermo Fisher ABI 7500 Real-Time PCR_Thermo Fisher CFX96 Real-Time PCR System_BioRad CFX96 Touch Real-Time PCR System_BioRad | Seegene Inc. | Allplex 2019-nCoV Assay* | SARS-CoV-2 Result Interpretation | anterior nasal swabs (697989009^Anterior nares swab^SCT) mid-turbinate nasal swabs(871810001^Mid-turbinate nasal swab^SCT) nasopharyngeal swabs (258500001^Nasopharyngeal swab^SCT) oropharyngeal swabs (258529004^Throat swab^SCT) combo swab: 433801000124107^Nasopharyngeal and oropharyngeal swab^SCT? sputum (119334006^Sputum specimen^SCT) | POSITIVE (260373001^Detected^SCT) PRESUMPTIVE POSITIVE (720735008^Presumptive positive^SCT) NEGATIVE (260415000^Not detected^SCT) INVALID (455371000124106^Invalid result^SCT or 125154007^Specimen unsatisfactory for evaluation^SCT) | 94500-6 | SARS coronavirus 2 RNA [Presence] in Respiratory specimen by NAA with probe detection | 94531-1 | SARS coronavirus 2 RNA panel - Respiratory specimen by NAA with probe detection |  |  |  | Allplex 2019-nCoV Assay_Seegene, Inc. | EUA |  |  | SARS coronavirus 2 RNA | PrThr | Pt | Respiratory | Ord | Probe.amp.tar | 20201118 | 2.68 | 212
20201118 | Added "EUA" for TestKit Name ID Type | Xiamen Zeesan Biotech Co., Ltd. | SARS-CoV-2 Test Kit (Real-time PCR)* | SARS-CoV-2 Result Interpretation | nasopharyngeal swabs (258500001^Nasopharyngeal swab^SCT) oropharyngeal swabs (258529004^Throat swab^SCT) anterior nasal swabs (697989009^Anterior nares swab^SCT) mid-turbinate nasal swabs (871810001^Mid-turbinate nasal swab^SCT) nasopharyngeal washes/aspirates (258467004^Nasopharyngeal washings^SCT or 258411007^Nasopharyngeal aspirate^SCT) nasal aspirates (429931000124105^Nasal aspirate specimen^SCT) bronchoalveolar lavage (BAL) specimens (258607008^Bronchoalveolar lavage fluid sample^SCT) | SARS-CoV-2 positive (260373001^Detected^SCT) SARS-CoV-2 presumptive positive (720735008^Presumptive positive^SCT) SARS-CoV-2 negative (260415000^Not Detected^SCT) Invalid (455371000124106^Invalid result^SCT or 125154007^Specimen unsatisfactory for evaluation^SCT) | 94500-6 | SARS-CoV-2 (COVID-19) RNA [Presence] in Respiratory specimen by NAA with probe detection | 94531-1 | SARS-CoV-2 (COVID-19) RNA panel - Respiratory specimen by NAA with probe detection |  |  |  | SARS-CoV-2 Test Kit (Real-time PCR)_Xiamen Zeesan Biotech Co., Ltd. |  |  |  | SARS coronavirus 2 RNA | PrThr | Pt | Respiratory | Ord | Probe.amp.tar | 20200804 | 2.68 | 558
20201118 | Added row for PCR instrument: CFX96 Real-Time PCR System_BioRad | Xiamen Zeesan Biotech Co., Ltd. | SARS-CoV-2 Test Kit (Real-time PCR)* | SARS-CoV-2 Result Interpretation | nasopharyngeal swabs (258500001^Nasopharyngeal swab^SCT) oropharyngeal swabs (258529004^Throat swab^SCT) anterior nasal swabs (697989009^Anterior nares swab^SCT) mid-turbinate nasal swabs (871810001^Mid-turbinate nasal swab^SCT) nasopharyngeal washes/aspirates (258467004^Nasopharyngeal washings^SCT or 258411007^Nasopharyngeal aspirate^SCT) nasal aspirates (429931000124105^Nasal aspirate specimen^SCT) bronchoalveolar lavage (BAL) specimens (258607008^Bronchoalveolar lavage fluid sample^SCT) | SARS-CoV-2 positive (260373001^Detected^SCT) SARS-CoV-2 presumptive positive (720735008^Presumptive positive^SCT) SARS-CoV-2 negative (260415000^Not Detected^SCT) Invalid (455371000124106^Invalid result^SCT or 125154007^Specimen unsatisfactory for evaluation^SCT) | 94500-6 | SARS-CoV-2 (COVID-19) RNA [Presence] in Respiratory specimen by NAA with probe detection | 94531-1 | SARS-CoV-2 (COVID-19) RNA panel - Respiratory specimen by NAA with probe detection |  |  |  | SARS-CoV-2 Test Kit (Real-time PCR)_Xiamen Zeesan Biotech Co., Ltd. | EUA | ABI QuantStudio 3 Real-Time PCR_Thermo Fisher | MNI | SARS coronavirus 2 RNA | PrThr | Pt | Respiratory | Ord | Probe.amp.tar | 20200818 | 2.68 | 558
20201110 | Updated Test Kit Name ID from EUA identifier to DIT identifier. | Abbott | BinaxNOW COVID-19 Ag Card | SARS-CoV-2 nucleocapsid protein antigen | nasal swabs (445297001^Swab of internal nose^SCT) | Negative (260385009^Negative^SCT) Positive (10828004^Positive^SCT) Invalid (455371000124106^Invalid result^SCT or 125154007^Specimen unsatisfactory for evaluation^SCT) | 94558-4 | SARS-CoV-2 (COVID-19) Ag [Presence] in Respiratory specimen by Rapid immunoassay | 94558-4 | SARS-CoV-2 (COVID-19) Ag [Presence] in Respiratory specimen by Rapid immunoassay | This test is authorized for use at the Point of Care (POC), i.e., in patient care settings operating under a CLIA Certificate of Waiver, Certificate of Compliance, or Certificate of Accreditation. |  |  | BinaxNOW COVID-19 Ag Card_Abbott Diagnostics Scarborough, Inc. | EUA |  |  | SARS coronavirus 2 Ag | PrThr | Pt | Respiratory | Ord | IA.rapid | 20201028 | 2.68 | 659
20201110 | Corrected SNOMED result mapping of 'Negative' and 'Positive' to 'Not detected' and 'Detected'. | Abbott | BinaxNOW COVID-19 Ag Card | SARS-CoV-2 nucleocapsid protein antigen | nasal swabs (445297001^Swab of internal nose^SCT) | Negative (260385009^Negative^SCT) Positive (10828004^Positive^SCT) Invalid (455371000124106^Invalid result^SCT or 125154007^Specimen unsatisfactory for evaluation^SCT) | 94558-4 | SARS-CoV-2 (COVID-19) Ag [Presence] in Respiratory specimen by Rapid immunoassay | 94558-4 | SARS-CoV-2 (COVID-19) Ag [Presence] in Respiratory specimen by Rapid immunoassay | This test is authorized for use at the Point of Care (POC), i.e., in patient care settings operating under a CLIA Certificate of Waiver, Certificate of Compliance, or Certificate of Accreditation. |  |  | 10811877011290 | DIT |  |  | SARS coronavirus 2 Ag | PrThr | Pt | Respiratory | Ord | IA.rapid | 20201028 | 2.68 | 659
20201110 | Abbott agrees with LOINC codes - removed asterisk from Model name. | Abbott | BinaxNOW COVID-19 Ag Card* | SARS-CoV-2 nucleocapsid protein antigen | nasal swabs (445297001^Swab of internal nose^SCT) | Negative (260385009^Negative^SCT) Positive (10828004^Positive^SCT) Invalid (455371000124106^Invalid result^SCT or 125154007^Specimen unsatisfactory for evaluation^SCT) | 94558-4 | SARS-CoV-2 (COVID-19) Ag [Presence] in Respiratory specimen by Rapid immunoassay | 94558-4 | SARS-CoV-2 (COVID-19) Ag [Presence] in Respiratory specimen by Rapid immunoassay | This test is authorized for use at the Point of Care (POC), i.e., in patient care settings operating under a CLIA Certificate of Waiver, Certificate of Compliance, or Certificate of Accreditation. |  |  | BinaxNOW COVID-19 Ag Card_Abbott Diagnostics Scarborough, Inc. | EUA |  |  | SARS coronavirus 2 Ag | PrThr | Pt | Respiratory | Ord | IA.rapid | 20200902 | 2.68 | 659
20201110 | Row removed from LIVD table | Labcorp - Roche | Roche MagNA Pure-96 (MP96) using MagNA Pure 96 DNA and Viral NA Small Volume Kit and Applied Biosystems QuantStudio7 Flex (QS7) instrument with software version 1.3. | Target 1 (SARS-CoV-2 ORF1ab region) | nasopharyngeal (NP) swabs (258500001^Nasopharyngeal swab^SCT) oropharyngeal (OP) swabs (258529004^Throat swab^SCT) | Positive (260373001^Detected^SCT) Negative (260415000^Not detected^SCT) | 94559-2 | SARS coronavirus 2 ORF1ab region [Presence] in Respiratory specimen by NAA with probe detection | 94531-1 | SARS Coronavirus 2 RNA panel - Respiratory specimen by NAA with probe detection |  |  |  | COVID-19 RT-PCR Test_Laboratory Corporation of America (LabCorp) | EUA |  |  | SARS coronavirus 2 ORF1ab region | PrThr | Pt | Respiratory | Ord | Probe.amp.tar | 20200428 | 2.68 | 11
20201110 | Added Vendor Comment: Only the SARS-CoV-2 assay of the panel is included in the document; for information on the full QIAstat-Dx Respiratory Panel and the list of respiratory pathogens included, visit the manufacturer's website: https://qiastat-dx.com/na/wp-content/uploads/sites/2/2020/03/PROM-15991-001_1121484_FLY_QIAstat-Dx-Respiratory-SARS-CoV-2-EUA_0320_US.pdf | QIAGEN GmbH | QIAstat-Dx Respiratory SARS-CoV-2 Panel* | SARS-CoV-2 | nasopharyngeal swab (258500001^Nasopharyngeal swab^SCT) | Detected (260373001^Detected^SCT) Equivocal (42425007^Equivocal^SCT or 419984006^Inconclusive^SCT) Not Detected (260415000^Not detected^SCT) | 94759-8 | SARS coronavirus 2 RNA [Presence] in Nasopharynx by NAA with probe detection | 82159-5 | Respiratory pathogens DNA and RNA panel - Nasopharynx by NAA with non-probe detection | Only the SARS-CoV-2 assay of the panel is included in the document; for information on the full QIAstat-Dx Respiratory Panel and the list of respiratory pathogens included, visit the manufacturer's website: https://qiastat-dx.com/na/wp-content/uploads/sites/2/2020/03/PROM-15991-001_1121484_FLY_QIAstat-Dx-Respiratory-SARS-CoV-2-EUA_0320_US.pdf |  |  | QIAstat-Dx Respiratory SARS-CoV-2 Panel_QIAGEN GmbH | EUA |  |  | SARS coronavirus 2 RNA | PrThr | Pt | Nph | Ord | Probe.amp.tar | 20200617 | 2.68 | 61
20201110 | (1) Corrected the order code from 82159-5 (Respiratory pathogens panel by NAA with non-probe detection) to to 78922-2 (Respiratory pathogens panel by NAA with probe detection). (2) Added 20 rows for the other respiratory targets in this panel. (3) corrected the result terms used in the package insert | QIAGEN GmbH | QIAstat-Dx Respiratory SARS-CoV-2 Panel* | SARS-CoV-2 | nasopharyngeal swab (258500001^Nasopharyngeal swab^SCT) | Detected (260373001^Detected^SCT) Equivocal (42425007^Equivocal^SCT or 419984006^Inconclusive^SCT) Not Detected (260415000^Not detected^SCT) | 94759-8 | SARS coronavirus 2 RNA [Presence] in Nasopharynx by NAA with probe detection | 82159-5 | Respiratory pathogens DNA and RNA panel - Nasopharynx by NAA with non-probe detection | Only the SARS-CoV-2 assay of the panel is included in the document; for information on the full QIAstat-Dx Respiratory Panel and the list of respiratory pathogens included, visit the manufacturer's website: https://qiastat-dx.com/na/wp-content/uploads/sites/2/2020/03/PROM-15991-001_1121484_FLY_QIAstat-Dx-Respiratory-SARS-CoV-2-EUA_0320_US.pdf |  |  | QIAstat-Dx Respiratory SARS-CoV-2 Panel_QIAGEN GmbH | EUA |  |  | SARS coronavirus 2 RNA | PrThr | Pt | Nph | Ord | Probe.amp.tar | 20200617 | 2.68 | 61
20201110 | Added Bronchoalveolar lavage to specimen list | Rutgers University -Clinical Genomics Laboratory | LDT: ThermoFisher - Applied Biosystems TaqPath COVID-19 Combo Kit* | SARS-CoV-2 Result Interpretation | Oropharyngeal swab (258529004^Throat swab^SCT) nasopharyngeal swab (258500001^Nasopharyngeal swab^SCT) anterior nasal swab (697989009^Anterior nares swab^SCT) mid-turbinate nasal swab (871810001^Mid-turbinate nasal swab^SCT) bronchoalveolar lavage (BAL) fluid (258607008^Bronchoalveolar lavage fluid sample^SCT) | Positive (260373001^Detected^SCT) Negative (260415000^Not detected^SCT) Inconclusive (419984006^Inconclusive^SCT) | 94500-6 | SARS coronavirus 2 RNA [Presence] in Respiratory specimen by NAA with probe detection | 94500-6 | SARS coronavirus 2 RNA [Presence] in Respiratory specimen by NAA with probe detection |  |  |  | Rutgers Clinical Genomics Laboratory TaqPath SARS-CoV-2-Assay_Rutgers Clinical Genomics Laboratory at RUCDR Infinite Biologics - Rutgers University | EUA |  |  | SARS coronavirus 2 RNA | PrThr | Pt | Respiratory | Ord | Probe.amp.tar | 20200519 | 2.68 | 63
20201110 | This test has been renamed to Infinity BiologiX TaqPath SARS-CoV-2 Assay. Testing is now done at Infinity BiologiX LLC. It is replaced in the LIVD table by two rows: one for saliva, and one for other respiratory specimens. | Rutgers University -Clinical Genomics Laboratory | LDT: ThermoFisher - Applied Biosystems TaqPath COVID-19 Combo Kit* | SARS-CoV-2 Result Interpretation | Oropharyngeal swab (258529004^Throat swab^SCT) nasopharyngeal swab (258500001^Nasopharyngeal swab^SCT) anterior nasal swab (697989009^Anterior nares swab^SCT) mid-turbinate nasal swab (871810001^Mid-turbinate nasal swab^SCT) bronchoalveolar lavage (BAL) fluid (258607008^Bronchoalveolar lavage fluid sample^SCT) | Positive (260373001^Detected^SCT) Negative (260415000^Not detected^SCT) Inconclusive (419984006^Inconclusive^SCT) | 94500-6 | SARS coronavirus 2 RNA [Presence] in Respiratory specimen by NAA with probe detection | 94500-6 | SARS coronavirus 2 RNA [Presence] in Respiratory specimen by NAA with probe detection |  |  |  | Rutgers Clinical Genomics Laboratory TaqPath SARS-CoV-2-Assay_Rutgers Clinical Genomics Laboratory at RUCDR Infinite Biologics - Rutgers University | EUA |  |  | SARS coronavirus 2 RNA | PrThr | Pt | Respiratory | Ord | Probe.amp.tar | 20200925 | 2.68 | 63
20201104 | 11/4-JS: Removed '(POC)' from Model name. Added PCR instrument to Equipment UID column. | Cepheid | Xpert Xpress SARS-CoV-2/Flu/RSV* | Flu A Result | nasopharyngeal swab (258500001^Nasopharyngeal swab^SCT) nasal swab (445297001^Swab of internal nose^SCT) | Flu A POSITIVE (260373001^Detected^SCT) Flu A NEGATIVE (260415000^Not Detected^SCT) NO RESULT-REPEAT TEST (455371000124106^Invalid result^SCT or 125154007^Specimen unsatisfactory for evaluation^SCT) INSTRUMENT ERROR (373121007^Test not done^SCT) | 92142-9 | Influenza virus A RNA [Presence] in Respiratory specimen by NAA with probe detection | 95941-1 | Influenza virus A and B and SARS-CoV-2 (COVID-19) and Respiratory syncytial virus RNA panel - Respiratory specimen by NAA with probe detection | As the Xpert Xpress SARS-CoV-2/Flu/RSV test does not differentiate between the N2 and E gene targets, the presence of other coronaviruses in the B lineage, Betacoronavirus genus, including SARS-CoV-1 may cause a false positive result. |  |  | Xpert Xpress SARS-CoV-2/Flu/RSV_Cepheid | EUA | GeneXpert Xpress System_Cepheid | MNI | Influenza virus A RNA | PrThr | Pt | Respiratory | Ord | Probe.amp.tar | 20201021 | 2.68 | 745
20201104 | 11/4-JS: Removed '(POC)' from Model name. Added PCR instrument to Equipment UID column. | Cepheid | Xpert Xpress SARS-CoV-2/Flu/RSV* | Flu A Result | nasopharyngeal swab (258500001^Nasopharyngeal swab^SCT) nasal swab (445297001^Swab of internal nose^SCT) nasal wash/aspirate (433871000124101^Nasal washings^SCT or 429931000124105^Nasal aspirate specimen^SCT) | Flu A POSITIVE (260373001^Detected^SCT) Flu A NEGATIVE (260415000^Not Detected^SCT) INVALID (455371000124106^Invalid result^SCT or 125154007^Specimen unsatisfactory for evaluation^SCT) ERROR (455371000124106^Invalid result^SCT or 125154007^Specimen unsatisfactory for evaluation^SCT) NO RESULT (373121007^Test not done^SCT) | 92142-9 | Influenza virus A RNA [Presence] in Respiratory specimen by NAA with probe detection | 95941-1 | Influenza virus A and B and SARS-CoV-2 (COVID-19) and Respiratory syncytial virus RNA panel - Respiratory specimen by NAA with probe detection | As the Xpert Xpress SARS-CoV-2/Flu/RSV test does not differentiate between the N2 and E gene targets, the presence of other coronaviruses in the B lineage, Betacoronavirus genus, including SARS-CoV-1 may cause a false positive result. |  |  | Xpert Xpress SARS-CoV-2/Flu/RSV_Cepheid | EUA | GeneXpert Dx System_Cepheid | MNI | Influenza virus A RNA | PrThr | Pt | Respiratory | Ord | Probe.amp.tar | 20201021 | 2.68 | 741
20201104 | 11/4-JS: Removed '(POC)' from Model name. Added PCR instrument to Equipment UID column. | Cepheid | Xpert Xpress SARS-CoV-2/Flu/RSV* | Flu A Result | nasopharyngeal swab (258500001^Nasopharyngeal swab^SCT) nasal swab (445297001^Swab of internal nose^SCT) nasal wash/aspirate (433871000124101^Nasal washings^SCT or 429931000124105^Nasal aspirate specimen^SCT) | Flu A POSITIVE (260373001^Detected^SCT) Flu A NEGATIVE (260415000^Not Detected^SCT) INVALID (455371000124106^Invalid result^SCT or 125154007^Specimen unsatisfactory for evaluation^SCT) ERROR (455371000124106^Invalid result^SCT or 125154007^Specimen unsatisfactory for evaluation^SCT) NO RESULT (373121007^Test not done^SCT) | 92142-9 | Influenza virus A RNA [Presence] in Respiratory specimen by NAA with probe detection | 95941-1 | Influenza virus A and B and SARS-CoV-2 (COVID-19) and Respiratory syncytial virus RNA panel - Respiratory specimen by NAA with probe detection | As the Xpert Xpress SARS-CoV-2/Flu/RSV test does not differentiate between the N2 and E gene targets, the presence of other coronaviruses in the B lineage, Betacoronavirus genus, including SARS-CoV-1 may cause a false positive result. |  |  | Xpert Xpress SARS-CoV-2/Flu/RSV_Cepheid | EUA | GeneXpert Infinity System_Cepheid | MNI | Influenza virus A RNA | PrThr | Pt | Respiratory | Ord | Probe.amp.tar | 20201021 | 2.68 | 741
20201104 | 11/4-JS: Removed '(POC)' from Model name. Added PCR instrument to Equipment UID column. | Cepheid | Xpert Xpress SARS-CoV-2/Flu/RSV* | Flu B Result | nasopharyngeal swab (258500001^Nasopharyngeal swab^SCT) nasal swab (445297001^Swab of internal nose^SCT) | Flu B POSITIVE (260373001^Detected^SCT) Flu B NEGATIVE (260415000^Not Detected^SCT) NO RESULT-REPEAT TEST (455371000124106^Invalid result^SCT or 125154007^Specimen unsatisfactory for evaluation^SCT) INSTRUMENT ERROR (373121007^Test not done^SCT) | 92141-1 | Influenza virus B RNA [Presence] in Respiratory specimen by NAA with probe detection | 95941-1 | Influenza virus A and B and SARS-CoV-2 (COVID-19) and Respiratory syncytial virus RNA panel - Respiratory specimen by NAA with probe detection | As the Xpert Xpress SARS-CoV-2/Flu/RSV test does not differentiate between the N2 and E gene targets, the presence of other coronaviruses in the B lineage, Betacoronavirus genus, including SARS-CoV-1 may cause a false positive result. |  |  | Xpert Xpress SARS-CoV-2/Flu/RSV_Cepheid | EUA | GeneXpert Xpress System_Cepheid | MNI | Influenza virus B RNA | PrThr | Pt | Respiratory | Ord | Probe.amp.tar | 20201021 | 2.68 | 746
20201104 | 11/4-JS: Removed '(POC)' from Model name. Added PCR instrument to Equipment UID column. | Cepheid | Xpert Xpress SARS-CoV-2/Flu/RSV* | Flu B Result | nasopharyngeal swab (258500001^Nasopharyngeal swab^SCT) nasal swab (445297001^Swab of internal nose^SCT) nasal wash/aspirate (433871000124101^Nasal washings^SCT or 429931000124105^Nasal aspirate specimen^SCT) | Flu B POSITIVE (260373001^Detected^SCT) Flu B NEGATIVE (260415000^Not Detected^SCT) INVALID (455371000124106^Invalid result^SCT or 125154007^Specimen unsatisfactory for evaluation^SCT) ERROR (455371000124106^Invalid result^SCT or 125154007^Specimen unsatisfactory for evaluation^SCT) NO RESULT (373121007^Test not done^SCT) | 92141-1 | Influenza virus B RNA [Presence] in Respiratory specimen by NAA with probe detection | 95941-1 | Influenza virus A and B and SARS-CoV-2 (COVID-19) and Respiratory syncytial virus RNA panel - Respiratory specimen by NAA with probe detection | As the Xpert Xpress SARS-CoV-2/Flu/RSV test does not differentiate between the N2 and E gene targets, the presence of other coronaviruses in the B lineage, Betacoronavirus genus, including SARS-CoV-1 may cause a false positive result. |  |  | Xpert Xpress SARS-CoV-2/Flu/RSV_Cepheid | EUA | GeneXpert Dx System_Cepheid | MNI | Influenza virus B RNA | PrThr | Pt | Respiratory | Ord | Probe.amp.tar | 20201021 | 2.68 | 742
20201104 | 11/4-JS: Removed '(POC)' from Model name. Added PCR instrument to Equipment UID column. | Cepheid | Xpert Xpress SARS-CoV-2/Flu/RSV* | Flu B Result | nasopharyngeal swab (258500001^Nasopharyngeal swab^SCT) nasal swab (445297001^Swab of internal nose^SCT) nasal wash/aspirate (433871000124101^Nasal washings^SCT or 429931000124105^Nasal aspirate specimen^SCT) | Flu B POSITIVE (260373001^Detected^SCT) Flu B NEGATIVE (260415000^Not Detected^SCT) INVALID (455371000124106^Invalid result^SCT or 125154007^Specimen unsatisfactory for evaluation^SCT) ERROR (455371000124106^Invalid result^SCT or 125154007^Specimen unsatisfactory for evaluation^SCT) NO RESULT (373121007^Test not done^SCT) | 92141-1 | Influenza virus B RNA [Presence] in Respiratory specimen by NAA with probe detection | 95941-1 | Influenza virus A and B and SARS-CoV-2 (COVID-19) and Respiratory syncytial virus RNA panel - Respiratory specimen by NAA with probe detection | As the Xpert Xpress SARS-CoV-2/Flu/RSV test does not differentiate between the N2 and E gene targets, the presence of other coronaviruses in the B lineage, Betacoronavirus genus, including SARS-CoV-1 may cause a false positive result. |  |  | Xpert Xpress SARS-CoV-2/Flu/RSV_Cepheid | EUA | GeneXpert Infinity System_Cepheid | MNI | Influenza virus B RNA | PrThr | Pt | Respiratory | Ord | Probe.amp.tar | 20201021 | 2.68 | 742
20201104 | 11/4-JS: Removed '(POC)' from Model name. Added PCR instrument to Equipment UID column. | Cepheid | Xpert Xpress SARS-CoV-2/Flu/RSV* | RSV Result | nasopharyngeal swab (258500001^Nasopharyngeal swab^SCT) nasal swab (445297001^Swab of internal nose^SCT) | RSV POSITIVE (260373001^Detected^SCT) RSV NEGATIVE (260415000^Not Detected^SCT) NO RESULT-REPEAT TEST (455371000124106^Invalid result^SCT or 125154007^Specimen unsatisfactory for evaluation^SCT) INSTRUMENT ERROR (373121007^Test not done^SCT) | 92131-2 | Respiratory syncytial virus RNA [Presence] in Respiratory specimen by NAA with probe detection | 95941-1 | Influenza virus A and B and SARS-CoV-2 (COVID-19) and Respiratory syncytial virus RNA panel - Respiratory specimen by NAA with probe detection | As the Xpert Xpress SARS-CoV-2/Flu/RSV test does not differentiate between the N2 and E gene targets, the presence of other coronaviruses in the B lineage, Betacoronavirus genus, including SARS-CoV-1 may cause a false positive result. |  |  | Xpert Xpress SARS-CoV-2/Flu/RSV_Cepheid | EUA | GeneXpert Xpress System_Cepheid | MNI | Respiratory syncytial virus RNA | PrThr | Pt | Respiratory | Ord | Probe.amp.tar | 20201021 | 2.68 | 747
20201104 | 11/4-JS: Removed '(POC)' from Model name. Added PCR instrument to Equipment UID column. | Cepheid | Xpert Xpress SARS-CoV-2/Flu/RSV* | RSV Result | nasopharyngeal swab (258500001^Nasopharyngeal swab^SCT) nasal swab (445297001^Swab of internal nose^SCT) nasal wash/aspirate (433871000124101^Nasal washings^SCT or 429931000124105^Nasal aspirate specimen^SCT) | RSV POSITIVE (260373001^Detected^SCT) RSV NEGATIVE (260415000^Not Detected^SCT) INVALID (455371000124106^Invalid result^SCT or 125154007^Specimen unsatisfactory for evaluation^SCT) ERROR (455371000124106^Invalid result^SCT or 125154007^Specimen unsatisfactory for evaluation^SCT) NO RESULT (373121007^Test not done^SCT) | 92131-2 | Respiratory syncytial virus RNA [Presence] in Respiratory specimen by NAA with probe detection | 95941-1 | Influenza virus A and B and SARS-CoV-2 (COVID-19) and Respiratory syncytial virus RNA panel - Respiratory specimen by NAA with probe detection | As the Xpert Xpress SARS-CoV-2/Flu/RSV test does not differentiate between the N2 and E gene targets, the presence of other coronaviruses in the B lineage, Betacoronavirus genus, including SARS-CoV-1 may cause a false positive result. |  |  | Xpert Xpress SARS-CoV-2/Flu/RSV_Cepheid | EUA | GeneXpert Dx System_Cepheid | MNI | Influenza virus B RNA | PrThr | Pt | Respiratory | Ord | Probe.amp.tar | 20201021 | 2.68 | 743
20201104 | 11/4-JS: Removed '(POC)' from Model name. Added PCR instrument to Equipment UID column. | Cepheid | Xpert Xpress SARS-CoV-2/Flu/RSV* | RSV Result | nasopharyngeal swab (258500001^Nasopharyngeal swab^SCT) nasal swab (445297001^Swab of internal nose^SCT) nasal wash/aspirate (433871000124101^Nasal washings^SCT or 429931000124105^Nasal aspirate specimen^SCT) | RSV POSITIVE (260373001^Detected^SCT) RSV NEGATIVE (260415000^Not Detected^SCT) INVALID (455371000124106^Invalid result^SCT or 125154007^Specimen unsatisfactory for evaluation^SCT) ERROR (455371000124106^Invalid result^SCT or 125154007^Specimen unsatisfactory for evaluation^SCT) NO RESULT (373121007^Test not done^SCT) | 92131-2 | Respiratory syncytial virus RNA [Presence] in Respiratory specimen by NAA with probe detection | 95941-1 | Influenza virus A and B and SARS-CoV-2 (COVID-19) and Respiratory syncytial virus RNA panel - Respiratory specimen by NAA with probe detection | As the Xpert Xpress SARS-CoV-2/Flu/RSV test does not differentiate between the N2 and E gene targets, the presence of other coronaviruses in the B lineage, Betacoronavirus genus, including SARS-CoV-1 may cause a false positive result. |  |  | Xpert Xpress SARS-CoV-2/Flu/RSV_Cepheid | EUA | GeneXpert Infinity System_Cepheid | MNI | Influenza virus B RNA | PrThr | Pt | Respiratory | Ord | Probe.amp.tar | 20201021 | 2.68 | 743
20201104 | 11/4-JS: Removed '(POC)' from Model name. Added PCR instrument to Equipment UID column. | Cepheid | Xpert Xpress SARS-CoV-2/Flu/RSV* | SARS-CoV-2 Result | nasopharyngeal swab (258500001^Nasopharyngeal swab^SCT) nasal swab (445297001^Swab of internal nose^SCT) | SARS-CoV-2 POSITIVE (260373001^Detected^SCT) SARS-CoV-2 NEGATIVE (260415000^Not Detected^SCT) NO RESULT-REPEAT TEST (455371000124106^Invalid result^SCT or 125154007^Specimen unsatisfactory for evaluation^SCT) INSTRUMENT ERROR (373121007^Test not done^SCT) | 94502-2 | SARS-related coronavirus RNA [Presence] in Respiratory specimen by NAA with probe detection | 95941-1 | Influenza virus A and B and SARS-CoV-2 (COVID-19) and Respiratory syncytial virus RNA panel - Respiratory specimen by NAA with probe detection | As the Xpert Xpress SARS-CoV-2/Flu/RSV test does not differentiate between the N2 and E gene targets, the presence of other coronaviruses in the B lineage, Betacoronavirus genus, including SARS-CoV-1 may cause a false positive result. |  |  | Xpert Xpress SARS-CoV-2/Flu/RSV_Cepheid | EUA | GeneXpert Xpress System_Cepheid | MNI | SARS-related coronavirus RNA | PrThr | Pt | Respiratory | Ord | Probe.amp.tar | 20201021 | 2.68 | 744
20201104 | 11/4-JS: Removed '(POC)' from Model name. Added PCR instrument to Equipment UID column. | Cepheid | Xpert Xpress SARS-CoV-2/Flu/RSV* | SARS-CoV-2 Result | nasopharyngeal swab (258500001^Nasopharyngeal swab^SCT) nasal swab (445297001^Swab of internal nose^SCT) nasal wash/aspirate (433871000124101^Nasal washings^SCT or 429931000124105^Nasal aspirate specimen^SCT) | SARS-CoV-2 POSITIVE (260373001^Detected^SCT) SARS-CoV-2 NEGATIVE (260415000^Not Detected^SCT) INVALID (455371000124106^Invalid result^SCT or 125154007^Specimen unsatisfactory for evaluation^SCT) ERROR (455371000124106^Invalid result^SCT or 125154007^Specimen unsatisfactory for evaluation^SCT) NO RESULT (373121007^Test not done^SCT) | 94502-2 | SARS-related coronavirus RNA [Presence] in Respiratory specimen by NAA with probe detection | 95941-1 | Influenza virus A and B and SARS-CoV-2 (COVID-19) and Respiratory syncytial virus RNA panel - Respiratory specimen by NAA with probe detection | As the Xpert Xpress SARS-CoV-2/Flu/RSV test does not differentiate between the N2 and E gene targets, the presence of other coronaviruses in the B lineage, Betacoronavirus genus, including SARS-CoV-1 may cause a false positive result. |  |  | Xpert Xpress SARS-CoV-2/Flu/RSV_Cepheid | EUA | GeneXpert Dx System_Cepheid | MNI | SARS-related coronavirus RNA | PrThr | Pt | Respiratory | Ord | Probe.amp.tar | 20201021 | 2.68 | 740
20201104 | 11/4-JS: Removed '(POC)' from Model name. Added PCR instrument to Equipment UID column. | Cepheid | Xpert Xpress SARS-CoV-2/Flu/RSV* | SARS-CoV-2 Result | nasopharyngeal swab (258500001^Nasopharyngeal swab^SCT) nasal swab (445297001^Swab of internal nose^SCT) nasal wash/aspirate (433871000124101^Nasal washings^SCT or 429931000124105^Nasal aspirate specimen^SCT) | SARS-CoV-2 POSITIVE (260373001^Detected^SCT) SARS-CoV-2 NEGATIVE (260415000^Not Detected^SCT) INVALID (455371000124106^Invalid result^SCT or 125154007^Specimen unsatisfactory for evaluation^SCT) ERROR (455371000124106^Invalid result^SCT or 125154007^Specimen unsatisfactory for evaluation^SCT) NO RESULT (373121007^Test not done^SCT) | 94502-2 | SARS-related coronavirus RNA [Presence] in Respiratory specimen by NAA with probe detection | 95941-1 | Influenza virus A and B and SARS-CoV-2 (COVID-19) and Respiratory syncytial virus RNA panel - Respiratory specimen by NAA with probe detection | As the Xpert Xpress SARS-CoV-2/Flu/RSV test does not differentiate between the N2 and E gene targets, the presence of other coronaviruses in the B lineage, Betacoronavirus genus, including SARS-CoV-1 may cause a false positive result. |  |  | Xpert Xpress SARS-CoV-2/Flu/RSV_Cepheid | EUA | GeneXpert Infinity System_Cepheid | MNI | SARS-related coronavirus RNA | PrThr | Pt | Respiratory | Ord | Probe.amp.tar | 20201021 | 2.68 | 740
20201028 | Per updated package insert 20201016: (1) Added five instrument rows. (2) Added nasal swab specimen, removed sputum, lower respiratory tract aspirates, nasopharyngeal wash, nasal aspirate. (3) Chaned analyte from SARS-CoV-2 Result interpretation to SARS-CoV-2 Result. (4) Changed result from Invalid to NA. | Thermo Fisher | TaqPath COVID-19 Combo Kit | SARS-CoV-2 Result | nasopharyngeal swab (258500001^Nasopharyngeal swab^SCT) or oropharyngeal swabs (258529004^Throat swab^SCT) sputum (119334006^Sputum specimen^SCT), lower respiratory tract aspirates (309171007^Lower respiratory fluid sample^SCT) bronchoalveolar lavage (258607008^Bronchoalveolar lavage fluid sample^SCT) nasopharyngeal wash (258467004^Nasopharyngeal washings^SCT) nasopharyngeal aspirate (258411007^Nasopharyngeal aspirate^SCT) nasal aspirate (429931000124105^Nasal aspirate specimen^SCT) | Positive SARS-COV-2 (260373001^Detected^SCT) SARS-CoV-2 Not Detected (260415000^Not detected^SCT) SARS-CoV-2 Inconclusive (419984006^Inconclusive^SCT) NA (455371000124106^Invalid result^SCT or 125154007^Specimen unsatisfactory for evaluation^SCT) | 94500-6 | SARS coronavirus 2 RNA [Presence] in Respiratory specimen by NAA with probe detection | 94531-1 | SARS Coronavirus 2 RNA panel - Respiratory specimen by NAA with probe detection |  |  |  | TaqPath COVID-19 Combo Kit_Thermo Fisher Scientific, Inc. | EUA |  |  | SARS coronavirus 2 RNA | PrThr | Pt | Respiratory | Ord | Probe.amp.tar | 20200428 | 2.68 | 13
20201021 | Updated Equipment UID | Abbott | Architect i1000SR | CoV-2 IgM | serum (119364003^Serum specimen^SCT) plasma (119361006^Plasma specimen^SCT) | Negative (260385009^Negative^SCT) Positive (10828004^Positive^SCT) | 94564-2 | SARS-CoV-2 (COVID-19) IgM Ab [Presence] in Serum or Plasma by Immunoassay | 94564-2 | SARS-CoV-2 (COVID-19) IgM Ab [Presence] in Serum or Plasma by Immunoassay |  | 386 | 6R87 | AdviseDx SARS-CoV-2 IgM_Abbott Laboratories Inc. | EUA | Architect i1000SR_Abbott | MNI | SARS coronavirus 2 Ab.IgM | PrThr | Pt | Ser/Plas | Ord | IA | 20201021 | 2.68 | 846
20201021 | Updated Equipment UID | Abbott | Architect i2000SR | CoV-2 IgM | serum (119364003^Serum specimen^SCT) plasma (119361006^Plasma specimen^SCT) | Negative (260385009^Negative^SCT) Positive (10828004^Positive^SCT) | 94564-2 | SARS-CoV-2 (COVID-19) IgM Ab [Presence] in Serum or Plasma by Immunoassay | 94564-2 | SARS-CoV-2 (COVID-19) IgM Ab [Presence] in Serum or Plasma by Immunoassay |  | 386 | 6R87 | AdviseDx SARS-CoV-2 IgM_Abbott Laboratories Inc. | EUA | Architect i2000SR_Abbott | MNI | SARS coronavirus 2 Ab.IgM | PrThr | Pt | Ser/Plas | Ord | IA | 20201021 | 2.68 | 846
20201021 | Added fingerstick blood specimen; Added ^SCT to venous whole blood SNOMED specimen. | Assure Tech. (Hangzhou Co., Ltd) | Assure COVID-19 IgG/IgM Rapid Test Device* | SARS-CoV-2 IgG | venous whole blood (122555007^Venous blood specimen) serum (119364003^Serum specimen^SCT) plasma (119361006^Plasma specimen^SCT) | Positive (10828004^Positive^SCT) Negative (260385009^Negative^SCT) Invalid (455371000124106^Invalid result^SCT or 125154007^Specimen unsatisfactory for evaluation^SCT) | 94507-1 | SARS-CoV-2 (COVID-19) IgG Ab [Presence] in Serum, Plasma or Blood by Rapid immunoassay | 94503-0 | SARS-CoV-2 (COVID-19) Ab panel - Serum, Plasma or Blood by Rapid immunoassay | Expect to be reported together with the Rapid IA result for IgM. |  |  | Assure COVID-19 IgG/IgM Rapid Test Device_Assure Tech. (Hangzhou Co., Ltd) | EUA |  |  | SARS coronavirus 2 Ab.IgG | PrThr | Pt | Ser/Plas/Bld | Ord | IA.rapid | 20200715 | 2.68 | 465
20201021 | Added fingerstick blood specimen; Added ^SCT to venous whole blood SNOMED specimen. | Assure Tech. (Hangzhou Co., Ltd) | Assure COVID-19 IgG/IgM Rapid Test Device* | SARS-CoV-2 IgM | venous whole blood (122555007^Venous blood specimen) serum (119364003^Serum specimen^SCT) plasma (119361006^Plasma specimen^SCT) | Positive (10828004^Positive^SCT) Negative (260385009^Negative^SCT) Invalid (455371000124106^Invalid result^SCT or 125154007^Specimen unsatisfactory for evaluation^SCT) | 94508-9 | SARS-CoV-2 (COVID-19) IgM Ab [Presence] in Serum, Plasma or Blood by Rapid immunoassay | 94503-0 | SARS-CoV-2 (COVID-19) Ab panel - Serum, Plasma or Blood by Rapid immunoassay | Expect to be reported together with the Rapid IA result for IgG. |  |  | Assure COVID-19 IgG/IgM Rapid Test Device_Assure Tech. (Hangzhou Co., Ltd) | EUA |  |  | SARS coronavirus 2 Ab.IgM | PrThr | Pt | Ser/Plas/Bld | Ord | IA.rapid | 20200715 | 2.68 | 466
20201021 | LOINC release version changed to 2.69-pre | Phosphorus | COVID-19 RT-qPCR* | SARS-CoV-2 RNA Result Interpretation | saliva (119342007^Saliva specimen^SCT) | Positive (260373001^Detected^SCT) Negative (260415000^Not detected^SCT) Inconclusive (419984006^Inconclusive^SCT) Invalid (455371000124106^Invalid result^SCT) | 95425-5 | SARS-CoV-2 (COVID19) N gene [Presence] in Saliva (oral fluid) by NAA with probe detection | 95425-5 | SARS-CoV-2 (COVID-19) N gene [Presence] in Saliva (oral fluid) by NAA with probe detection | Testing is limited to Phosphorus Diagnostics LLC in Secaucus, NJ |  |  | Phosphorus COVID-19 RT-qPCR Test_Phosphorus Diagnostics LLC | EUA |  |  | SARS coronavirus 2 N gene | PrThr | Pt | Saliva | Ord | Probe.amp.tar | 20200707 | LOINC Pre-release 2020 | 360
20201021 | The EUA for this test has been updated to include several respiratory specimens. There are now two rows for this test: one for saliva, and one for other respiratory specimens. | Phosphorus Diagnostics LLC | Phosphorus COVID-19 RT-qPCR Test | SARS-CoV-2 RNA Result Interpretation | saliva (119342007^Saliva specimen^SCT) | Positive (260373001^Detected^SCT) Negative (260415000^Not detected^SCT) Inconclusive (419984006^Inconclusive^SCT) Invalid (455371000124106^Invalid result^SCT) | 95425-5 | SARS-CoV-2 (COVID19) N gene [Presence] in Saliva (oral fluid) by NAA with probe detection | 95425-5 | SARS-CoV-2 (COVID-19) N gene [Presence] in Saliva (oral fluid) by NAA with probe detection | Testing is limited to Phosphorus Diagnostics LLC in Secaucus, NJ |  |  | Phosphorus COVID-19 RT-qPCR Test_Phosphorus Diagnostics LLC | EUA |  |  | SARS coronavirus 2 N gene | PrThr | Pt | Saliva | Ord | Probe.amp.tar | 20200811 | 2.69-pre | 361
20201005 | Row removed from LIVD table. EUA for this test was revoked on August 6, 2020. Should not be used or distributed. | Autobio Diagnostics Co. Ltd. | Anti-SARS-CoV-2 Rapid Test* | SARS-CoV-2 IgG | Serum (119364003^Serum specimen^SCT) Plasma (119361006^Plasma specimen^SCT) | Positive (10828004^Positive^SCT) Negative (260385009^Negative^SCT) Invalid (455371000124106^Invalid result^SCT or 125154007^Specimen unsatisfactory for evaluation^SCT) | 94507-1 | SARS coronavirus 2 IgG Ab [Presence] in Serum or Plasma by Rapid immunoassay | 94503-0 | SARS coronavirus 2 IgG and IgM panel - Serum or Plasma by Rapid immunoassay | Expect to be reported together with the Rapid IA result for IgM. |  |  | Anti-SARS-CoV-2 Rapid Test_Autobio Diagnostics Co. Ltd. | EUA |  |  | SARS coronavirus 2 Ab.IgG | PrThr | Pt | Ser/Plas | Ord | IA.rapid | 20200617 | 2.68 | 0
20201005 | Row removed from LIVD table. EUA for this test was revoked on August 6, 2020. Should not be used or distributed. | Autobio Diagnostics Co. Ltd. | Anti-SARS-CoV-2 Rapid Test* | SARS-CoV-2 IgM | Serum (119364003^Serum specimen^SCT) Plasma (119361006^Plasma specimen^SCT) | Positive (10828004^Positive^SCT) Negative (260385009^Negative^SCT) Invalid (455371000124106^Invalid result^SCT or 125154007^Specimen unsatisfactory for evaluation^SCT) | 94508-9 | SARS coronavirus 2 IgM Ab [Presence] in Serum or Plasma by Rapid immunoassay | 94503-0 | SARS coronavirus 2 IgG and IgM panel - Serum or Plasma by Rapid immunoassay | Expect to be reported together with the Rapid IA result for IgG. |  |  | Anti-SARS-CoV-2 Rapid Test_Autobio Diagnostics Co. Ltd. | EUA |  |  | SARS coronavirus 2 Ab.IgM | PrThr | Pt | Ser/Plas | Ord | IA.rapid | 20200617 | 2.68 | 0
20201005 | Change SNOMED result from Detected/Not detected to Positive/Negative In vendor comment added: “Expect to be reported together with the Rapid IA result for IgM.” | Autobio Diagnostics Co. Ltd. | Anti-SARS-CoV-2 Rapid Test* | SARS-CoV-2 IgM | Serum (119364003^Serum specimen^SCT) Plasma (119361006^Plasma specimen^SCT) | Positive (10828004^Positive^SCT) Negative (260385009^Negative^SCT) Invalid (455371000124106^Invalid result^SCT or 125154007^Specimen unsatisfactory for evaluation^SCT) | 94508-9 | SARS coronavirus 2 IgM Ab [Presence] in Serum or Plasma by Rapid immunoassay | 94503-0 | SARS coronavirus 2 IgG and IgM panel - Serum or Plasma by Rapid immunoassay | Expect to be reported together with the Rapid IA result for IgG. |  |  | Anti-SARS-CoV-2 Rapid Test_Autobio Diagnostics Co. Ltd. | EUA |  |  | SARS coronavirus 2 Ab.IgM | PrThr | Pt | Ser/Plas | Ord | IA.rapid | 20200617 | 2.68 | 0
20200925 | Updated Model to LDT: Babson Diagnostics aC19G1* | Babson Diagnostics | aC19G1 test* | IgG antibodies to SARS-CoV-2 | serum (119364003^Serum specimen^SCT) plasma (119361006^Plasma specimen^SCT) | Nonreactive or Negative (260385009^Negative^SCT) Reactive or Positive (10828004^Positive^SCT) | 94563-4 | SARS-CoV-2 (COVID-19) IgG Ab [Presence] in Serum or Plasma by Immunoassay | 94563-4 | SARS-CoV-2 (COVID-19) IgG Ab [Presence] in Serum or Plasma by Immunoassay | Testing is limited to Babson Diagnostics, Inc. |  |  | Babson Diagnostics aC19G1_Babson Diagnostics, Inc. | EUA |  |  | SARS coronavirus 2 Ab.IgG | PrThr | Pt | Ser/Plas | Ord | IA | 20200925 | 2.68 | 420
20200925 | The EUA for this test has been recalled by the FDA. Do not use. For more information, see: https://www.fda.gov/medical-devices/medical-device-recalls/quidel-recalls-lyra-sars-cov-2-assay-m120-due-risk-false-negative-results | Quidel | Lyra SARS-CoV-2 Assay | SARS-CoV-2 Result Interpretation | nasal swab (445297001^Swab of internal nose^SCT) nasopharyngeal swab (258500001^Nasopharyngeal swab^SCT) oropharyngeal swab (258529004^Throat swab^SCT) | SARS-CoV-2 Virus Viral RNA detected (260373001^Detected^SCT) No SARS-CoV-2 viral RNA detected; PRC Detected (260415000^Not detected^SCT) No SARS-CoV-2 viral RNA detected and no PRC detected (455371000124106^Invalid result^SCT or 125154007^Specimen unsatisfactory for evaluation^SCT) | 94559-2 | SARS coronavirus 2 ORF1ab region [Presence] in Respiratory specimen by NAA with probe detection | 94559-2 | SARS coronavirus 2 ORF1ab region [Presence] in Respiratory specimen by NAA with probe detection |  |  |  | Lyra SARS-CoV-2 Assay_Quidel Corporation | EUA |  | DII | SARS coronavirus 2 ORF1ab region | PrThr | Pt | Respiratory | Ord | Probe.amp.tar | 20200925 | 2.68 | 320
20200925 | Changed Model name from 'Lyra 52 SARS-CoV-2 Assay' to 'Lyra SARS-CoV-2 Assay'. Removed the * from Model name since it is listed on LOINC website. | Quidel | Lyra SARS-CoV-2 Assay | SARS-CoV-2 Result Interpretation | nasal swab (445297001^Swab of internal nose^SCT) nasopharyngeal swab (258500001^Nasopharyngeal swab^SCT) oropharyngeal swab (258529004^Throat swab^SCT) | SARS-CoV-2 Virus Viral RNA detected (260373001^Detected^SCT) No SARS-CoV-2 viral RNA detected; PRC Detected (260415000^Not detected^SCT) No SARS-CoV-2 viral RNA detected and no PRC detected (455371000124106^Invalid result^SCT or 125154007^Specimen unsatisfactory for evaluation^SCT) | 94559-2 | SARS coronavirus 2 ORF1ab region [Presence] in Respiratory specimen by NAA with probe detection | 94559-2 | SARS coronavirus 2 ORF1ab region [Presence] in Respiratory specimen by NAA with probe detection |  |  |  | Lyra SARS-CoV-2 Assay_Quidel Corporation | EUA | ABI 7500 FAST Dx Real-Time PCR_Thermo Fisher | MNI | SARS coronavirus 2 ORF1ab region | PrThr | Pt | Respiratory | Ord | Probe.amp.tar | 20200617 | 2.68 | 320
20200925 | Vendor LOINC appears on LOINC website. Asterisk removed from Model name. | Quidel | Lyra® 52 SARS-CoV-2 Assay | SARS-CoV-2 Result Interpretation | nasopharyngeal swab (258500001^Nasopharyngeal swab^SCT) oropharyngeal swab (258529004^Throat swab^SCT) | SARS-CoV-2 Virus Viral RNA detected (260373001^Detected^SCT) No SARS-CoV-2 viral RNA detected; PRC Detected (260415000^Not detected^SCT) No SARS-CoV-2 viral RNA detected and no PRC detected (455371000124106^Invalid result^SCT or 125154007^Specimen unsatisfactory for evaluation^SCT) | 94559-2 | SARS coronavirus 2 ORF1ab region [Presence] in Respiratory specimen by NAA with probe detection | 94559-2 | SARS coronavirus 2 ORF1ab region [Presence] in Respiratory specimen by NAA with probe detection |  |  |  | Lyra SARS-CoV-2 Assay_Quidel Corporation | EUA |  |  | SARS coronavirus 2 RNA | PrThr | Pt | Respiratory | Ord | Probe.amp.tar | 20200617 | 2.68 | 320
20200826 | Added specimen type: combined naso- and oropharyngeal swabs (433801000124107^Nasopharyngeal and oropharyngeal swab^SCT) | Applied BioCode | BioCode SARS-CoV-2 Assay* | SARS-CoV-2 N gene | nasopharyngeal swabs (NPS) (258500001^Nasopharyngeal swab^SCT) oropharyngeal swabs (OPS) (258529004^Throat swab^SCT) nasal swabs (445297001^Swab of internal nose^SCT) bronchoalveolar lavage (BAL) (258607008^Bronchoalveolar lavage fluid sample^SCT) | Positive (260373001^Detected^SCT) Negative (260415000^Not detected^SCT) Invalid/Repeat (455371000124106^Invalid result^SCT or 125154007^Specimen unsatisfactory for evaluation^SCT) | 94533-7 | SARS-CoV-2 (COVID19) N gene [Presence] in Respiratory specimen by NAA with probe detection | 94533-7 | SARS-CoV-2 (COVID19) N gene [Presence] in Respiratory specimen by NAA with probe detection |  |  |  | BioCode SARS-CoV-2 Assay_Applied BioCode, Inc. | EUA | BioCode MDx-3000_Applied BioCode | MNI | SARS coronavirus 2 N gene | PrThr | Pt | Respiratory | Ord | Probe.amp.tar | 20200623 | 2.68 | 401
20200826 | Changed LOINC order code to 94533-7 (same as LOINC test code) | Aspirus Reference Laboratory | LDT: Aspirus SARS-CoV-2 rRT Assay* | SARS-CoV-2 Result Interpretation | Nasal swab (445297001^Swab of internal nose^SCT) Mid-turbinate nasal swabs(871810001^Mid-turbinate nasal swab^SCT) nasopharyngeal swab (258500001^Nasopharyngeal swab^SCT) oropharyngeal swabs (258529004^Throat swab^SCT) BAL (258607008^Bronchoalveolar lavage fluid sample^SCT) | SARS-CoV-2 Detected (260373001^Detected^SCT) SARS-CoV-2 Not Detected (260415000^Not detected^SCT) Invalid (455371000124106^Invalid result^SCT) | 94533-7 | SARS coronavirus 2 N gene [Presence] in Respiratory specimen by NAA with probe detection | 94531-1 | SARS-CoV-2 (COVID-19) RNA panel - Respiratory specimen by NAA with probe detection |  |  |  | Aspirus SARS-CoV rRT Assay_Aspirus Reference Laboratory | EUA |  |  | SARS coronavirus 2 N gene | PrThr | Pt | Respiratory | Ord | Probe.amp.tar | 20200609 | 2.68 | 349
20200826 | Change SNOMED result from Detected/Not detected to Positive/Negative | EuroImmun | Anti-SARS-CoV-2 ELISA (IgA) | Anti-SARS-CoV-2 ELISA (IgA) qualitative | serum (119364003^Serum specimen^SCT) plasma (119361006^Plasma specimen^SCT) | not elevated (260385009^Negative^SCT) indeterminate (82334004^Indeterminate) elevated (10828004^Positive^SCT) | 94562-6 | SARS coronavirus 2 IgA Ab [Presence] in Serum or Plasma by Immunoassay | 94504-8 | SARS-CoV-2 (COVID-19) Ab panel - Serum or Plasma by Immunoassay |  |  |  | ??? | MNT |  |  | SARS coronavirus 2 Ab.IgA | PrThr | Pt | Ser/Plas | Ord | IA | 20200617 | 2.68
20200818 | Updated specimen types allowed. Updated Vendor Result Description | Cepheid | Xpert Xpress SARS-CoV-2 | Xpert® Xpress SARS-CoV-2 Result | nasopharyngeal (NP) swab (258500001^Nasopharyngeal swab^SCT) | Positive (260373001^Detected^SCT) Negative (260415000^Not detected^SCT) | 94500-6 | SARS coronavirus 2 RNA [Presence] in Respiratory specimen by NAA with probe detection | 94531-1 | SARS coronavirus 2 RNA panel - Respiratory specimen by NAA with probe detection |  |  |  | Xpert Xpress SARS-CoV-2 test_Cepheid | EUA |  |  | SARS coronavirus 2 RNA | PrThr | Pt | Respiratory | Ord | Probe.amp.tar | 20200428 | 2.68 | 36
20200818 | Replace this row with two new rows with the Equipment ID: (1) Applied Biosystems 7500 Fast Dx Real Time PCR System_Thermo Fisher Scientific, and (2) Sentosa SA201 Real-Time PCR Instrument_Vela Diagnostics | Vela Operations Singapore Pte Ltd | ViroKey SARS-CoV-2 RT-PCR Test* | SARS-CoV-2 Result Interpretation | nasal swab (445297001^Swab of internal nose^SCT) mid-turbinate swab (871810001^Mid-turbinate nasal swab^SCT) nasopharyngeal swab (258500001^Nasopharyngeal swab^SCT) oropharyngeal swab (258529004^Throat swab^SCT) nasopharyngeal wash/aspirate (258467004^Nasopharyngeal washings^SCT or 258411007^Nasopharyngeal aspirate^SCT) nasal aspirate (429931000124105^Nasal aspirate specimen^SCT) | Detected (260373001^Detected^SCT) Not Detected (260415000^Not Detected^SCT) inconclusive (419984006^Inconclusive^SCT) invalid (455371000124106^Invalid result^SCT or 125154007^Specimen unsatisfactory for evaluation^SCT) | 94500-6 | SARS-CoV-2 (COVID-19) RNA [Presence] in Respiratory specimen by NAA with probe detection | 94531-1 | SARS-CoV-2 (COVID-19) RNA panel - Respiratory specimen by NAA with probe detection |  |  |  | ViroKey SARS-CoV-2 RT-PCR Test_Vela Operations Singapore Pte Ltd | EUA |  |  | SARS coronavirus 2 RNA | PrThr | Pt | Respiratory | Ord | Probe.amp.tar | 20200811 | 2.68 | 591
20200811 | Updated Testkit Name ID type to EUA | Clinical Research Sequencing Platform (CRSP), LLC at the Broad Institute of MIT and Harvard | LDT: CRSP SARS-CoV-2 Real-time Reverse Transcriptase (RT)-PCR Diagnostic Assay* | SARS-CoV-2 Result Interpretation (N1 & N2) | nasopharyngeal swabs (258500001^Nasopharyngeal swab^SCT) oropharyngeal swabs (258529004^Throat swab^SCT) combined nasopharyngeal/oropharyngeal (NP/OP) swabs (433801000124107^Nasopharyngeal and oropharyngeal swab^SCT) anterior nasal swabs (697989009^Anterior nares swab^SCT) nasal swabs (445297001^Swab of internal nose^SCT) mid-turbinate swabs (871810001^Mid-turbinate nasal swab^SCT) nasopharyngeal wash/aspirate (258467004^Nasopharyngeal washings^SCT or 258411007^Nasopharyngeal aspirate^SCT) nasal aspirate specimens (429931000124105^Nasal aspirate specimen^SCT) bronchoalveolar lavage specimens (258607008^Bronchoalveolar lavage fluid sample^SCT) | SARS-CoV-2 detected (260373001^Detected^SCT) Inconclusive (419984006^Inconclusive^SCT) SARS-CoV-2 not detected (260415000^Not Detected^SCT) Invalid Result (455371000124106^Invalid result^SCT or 125154007^Specimen unsatisfactory for evaluation^SCT) | 94533-7 | SARS-CoV-2 (COVID-19) N gene [Presence] in Respiratory specimen by NAA with probe detection | 94531-1 | SARS coronavirus 2 RNA panel - Respiratory specimen by NAA with probe detection | Testing is limited to the Clinical Research Sequencing Platform (CRSP), LLC at the Broad Institute of MIT and Harvard, located at 320 Charles Street, Cambridge, MA 02141 |  |  | CRSP SARS-CoV-2 Real-time Reverse Transcriptase (RT)-PCR Diagnostic Assay_Clinical Research Sequencing Platform (CRSP), LLC at the Broad Institute of MIT and Harvard | MNT | Applied Biosystems Viia7 thermocycler_Thermo Fisher Scientific Corporation | MNI | SARS coronavirus 2 N gene | PrThr | Pt | Respiratory | Ord | Probe.amp.tar | 20200728 | 2.68 | 484
20200811 | Updated Testkit Name ID type to EUA | Clinical Research Sequencing Platform (CRSP), LLC at the Broad Institute of MIT and Harvard | LDT: CRSP SARS-CoV-2 Real-time Reverse Transcriptase (RT)-PCR Diagnostic Assay* | SARS-CoV-2 Result Interpretation (N1 & N2) | nasopharyngeal swabs (258500001^Nasopharyngeal swab^SCT) oropharyngeal swabs (258529004^Throat swab^SCT) combined nasopharyngeal/oropharyngeal (NP/OP) swabs (433801000124107^Nasopharyngeal and oropharyngeal swab^SCT) anterior nasal swabs (697989009^Anterior nares swab^SCT) nasal swabs (445297001^Swab of internal nose^SCT) mid-turbinate swabs (871810001^Mid-turbinate nasal swab^SCT) nasopharyngeal wash/aspirate (258467004^Nasopharyngeal washings^SCT or 258411007^Nasopharyngeal aspirate^SCT) nasal aspirate specimens (429931000124105^Nasal aspirate specimen^SCT) bronchoalveolar lavage specimens (258607008^Bronchoalveolar lavage fluid sample^SCT) | SARS-CoV-2 detected (260373001^Detected^SCT) Inconclusive (419984006^Inconclusive^SCT) SARS-CoV-2 not detected (260415000^Not Detected^SCT) Invalid Result (455371000124106^Invalid result^SCT or 125154007^Specimen unsatisfactory for evaluation^SCT) | 94533-7 | SARS-CoV-2 (COVID-19) N gene [Presence] in Respiratory specimen by NAA with probe detection | 94531-1 | SARS coronavirus 2 RNA panel - Respiratory specimen by NAA with probe detection | Testing is limited to the Clinical Research Sequencing Platform (CRSP), LLC at the Broad Institute of MIT and Harvard, located at 320 Charles Street, Cambridge, MA 02141 |  |  | CRSP SARS-CoV-2 Real-time Reverse Transcriptase (RT)-PCR Diagnostic Assay_Clinical Research Sequencing Platform (CRSP), LLC at the Broad Institute of MIT and Harvard | MNT | Applied Biosystems QuantStudio 7 Flex_Thermo Fisher Scientific Corporation | MNI | SARS coronavirus 2 N gene | PrThr | Pt | Respiratory | Ord | Probe.amp.tar | 20200728 | 2.68 | 484
20200728 | Added Testkit Name ID and Equipment UID | BioSewoom, Inc. | Real-Q 2019-nCoV Detection Kit* | SARS-CoV-2 Result | Nasopharyngeal (NP) swab (258500001^Nasopharyngeal swab^SCT) NP aspirates (258411007^Nasopharyngeal aspirate^SCT) nasal mid-turbinate swab (871810001^Mid-turbinate nasal swab^SCT) nasal swab (445297001^Swab of internal nose^SCT) oropharyngeal (throat) swab (258529004^Throat swab^SCT) combined nasopharyngeal/oropharyngeal (NP/OP) swabs (433801000124107^Nasopharyngeal and oropharyngeal swab^SCT) sputum (119334006^Sputum specimen^SCT) tracheal aspirates (445447003^Specimen from trachea obtained by aspiration^SCT) bronchoalveolar lavage (BAL) specimens (258607008^Bronchoalveolar lavage fluid sample^SCT) | 2019-nCoV positive (260373001^Detected^SCT) Presumptive positive for 2019-nCoV (720735008^Presumptive positive^SCT) Negative (260415000^Not Detected^SCT) Invalid (455371000124106^Invalid result^SCT or 125154007^Specimen unsatisfactory for evaluation^SCT) | 94500-6 | SARS-CoV-2 (COVID-19) RNA [Presence] in Respiratory specimen by NAA with probe detection | 94531-1 | SARS-CoV-2 (COVID-19) RNA panel - Respiratory specimen by NAA with probe detection |  |  |  | Real-Q 2019-nCoV Detection Kit_BioSewoom, Inc. | EUA | ABI 7500 real-time PCR instrument_Thermo Scientific | MNI | SARS coronavirus 2 RNA | PrThr | Pt | Respiratory | Ord | Probe.amp.tar | 20200728 | 2.68 | 491
20200728 | Added Equipment UID | Boston Medical Center | LDT: BMC-CReM COVID-19 Test* | SARS-CoV-2 Result Interpretation | nasopharyngeal swabs (258500001^Nasopharyngeal swab^SCT) oropharyngeal swabs (258529004^Throat swab^SCT) anterior nasal swabs (697989009^Anterior nares swab^SCT) mid-turbinate nasal swabs (871810001^Mid-turbinate nasal swab^SCT) nasopharyngeal washes/aspirates (258467004^Nasopharyngeal washings^SCT or 258411007^Nasopharyngeal aspirate^SCT) nasal aspirates (429931000124105^Nasal aspirate specimen^SCT) bronchoalveolar lavage specimens (258607008^Bronchoalveolar lavage fluid sample^SCT) | SARS-CoV-2 Detected (260373001^Detected^SCT) Inconclusive (419984006^Inconclusive^SCT) SARS-CoV-2 Not Detected (260415000^Not Detected^SCT) Invalid test (455371000124106^Invalid result^SCT or 125154007^Specimen unsatisfactory for evaluation^SCT) | 94533-7 | SARS-CoV-2 (COVID-19) N gene [Presence] in Respiratory specimen by NAA with probe detection | 94533-7 | SARS-CoV-2 (COVID-19) N gene [Presence] in Respiratory specimen by NAA with probe detection | Testing is limited to the Boston Medical Center/ Department of Pathology and Laboratory Medicine located at 1 Boston Medical Center Place, Boston, MA 02118 |  |  | BMC-CReM COVID-19 Test_Boston Medical Center | EUA | Applied Biosystems QuantStudio 6 Flex_Thermo Fisher Scientific Corporation | MNI | SARS coronavirus 2 N gene | PrThr | Pt | Respiratory | Ord | Probe.amp.tar | 20200728 | 2.68 | 496
20200728 | Added Equipment UIDs (Thermo Fisher QS1, Qiagen Rotor-Gene Q, Applied Biosystems ABI 7500 Fast Real time PCR Dx, DTPrime5, Analytik Jena qTower3G) | Trax Management Services Inc. | PhoenixDx SARS-CoV-2 Multiplex* | SARS-CoV-2 Result Interpretation | nasal swabs (445297001^Swab of internal nose^SCT) mid-turbinate swabs (871810001^Mid-turbinate nasal swab^SCT) nasopharyngeal swabs (258500001^Nasopharyngeal swab^SCT) oropharyngeal swabs (258529004^Throat swab^SCT) bronchioalveolar lavage (BAL) specimens (258607008^Bronchoalveolar lavage fluid sample^SCT) tracheal aspirates (445447003^Specimen from trachea obtained by aspiration^SCT) sputum (119334006^Sputum specimen^SCT) | positive for SARS-CoV-2 (260373001^Detected^SCT) negative for SARS-CoV-2 (260415000^Not Detected^SCT) Sample result is invalid (455371000124106^Invalid result^SCT or 125154007^Specimen unsatisfactory for evaluation^SCT) | 94500-6 | SARS-CoV-2 (COVID-19) RNA [Presence] in Respiratory specimen by NAA with probe detection | 94500-6 | SARS-CoV-2 (COVID-19) RNA [Presence] in Respiratory specimen by NAA with probe detection |  |  |  | PhoenixDx SARS-CoV-2 Multiplex_Trax Management Services Inc. | EUA | Thermo Fisher QS1_Thermo Fisher Scientific Corporation | MNI | SARS coronavirus 2 RNA | PrThr | Pt | Respiratory | Ord | Probe.amp.tar | 20200728 | 2.68 | 499
20200707 | Updated LOINC mapping to reflect that test is N gene specific - NEW LOINC = 94533-7 | Bio-Rad Laboratories | SARS-CoV-2 ddPCR Test* | SARS-CoV-2 Result Interpretation | anterior nasal swabs (697989009^Anterior nares swab^SCT) mid-turbinate nasal swabs(871810001^Mid-turbinate nasal swab^SCT) nasopharyngeal swabs (258500001^Nasopharyngeal swab^SCT) nasopharyngeal wash (258467004^Nasopharyngeal washings^SCT) nasopharyngeal aspirate (258411007^Nasopharyngeal aspirate^SCT) nasal aspirate (429931000124105^Nasal aspirate specimen^SCT) | Detected (260373001^Detected^SCT) Not Detected (260415000^Not detected^SCT) Invalid Result (455371000124106^Invalid result^SCT or 125154007^Specimen unsatisfactory for evaluation^SCT) | 94533-7 | SARS coronavirus 2 N gene [Presence] in Respiratory specimen by NAA with probe detection | 94531-1 | SARS coronavirus 2 RNA panel - Respiratory specimen by NAA with probe detection |  |  |  | Bio-Rad SARS-CoV-2 ddPCR Test_Bio-Rad Laboratories, Inc | EUA |  |  | SARS coronavirus 2 N gene | PrThr | Pt | Respiratory | Ord | Probe.amp.tar | 20200707 | 2.68 | 258
20200623 | Added Vendor Comment: "Expect to be reported together with the Rapid IA result for IgM." | Biohit Healthcare | SARS-CoV-2 IgM/IgG Antibody Test Kit* | SARS-CoV-2 IgG antibody | serum (119364003^Serum specimen^SCT) plasma (119361006^Plasma specimen^SCT) venous whole blood (122555007^Venous blood specimen^SCT) | Negative (260385009^Negative^SCT) Positive (10828004^Positive^SCT) Invalid result (455371000124106^Invalid result^SCT) | 94507-1 | SARS-CoV-2 (COVID19) IgG Ab [Presence] in Serum, Plasma or Blood by Rapid immunoassay | 94503-0 | SARS-CoV-2 (COVID19) IgG and IgM panel - Serum, Plasma or Blood by Rapid immunoassay | Expect to be reported together with the Rapid IA result for IgM. |  |  | Biohit SARS-CoV-2 IgM/IgG Antibody Test Kit_Biohit Healthcare (Hefei) Co. Ltd. | EUA |  |  | SARS coronavirus 2 Ab.IgG | PrThr | Pt | Ser/Plas/Bld | Ord | IA.rapid | 20200623 | 2.68 | 411
20200623 | Added Vendor Comment: "Expect to be reported together with the Rapid IA result for IgG." | Biohit Healthcare | SARS-CoV-2 IgM/IgG Antibody Test Kit* | SARS-CoV-2 IgM antibody | serum (119364003^Serum specimen^SCT) plasma (119361006^Plasma specimen^SCT) venous whole blood (122555007^Venous blood specimen^SCT) | Negative (260385009^Negative^SCT) Positive (10828004^Positive^SCT) Invalid result (455371000124106^Invalid result^SCT) | 94508-9 | SARS-CoV-2 (COVID19) IgM Ab [Presence] in Serum, Plasma or Blood by Rapid immunoassay | 94503-0 | SARS-CoV-2 (COVID19) IgG and IgM panel - Serum, Plasma or Blood by Rapid immunoassay | Expect to be reported together with the Rapid IA result for IgG. |  |  | Biohit SARS-CoV-2 IgM/IgG Antibody Test Kit_Biohit Healthcare (Hefei) Co. Ltd. | EUA |  |  | SARS coronavirus 2 Ab.IgM | PrThr | Pt | Ser/Plas/Bld | Ord | IA.rapid | 20200623 | 2.68 | 412
20200617 | Change SNOMED result from Detected/Not detected to Positive/Negative | Abbott | Alinity i | CoV-2 IgG | Serum (119364003^Serum specimen^SCT) Plasma (119361006^Plasma specimen^SCT) | Positive (10828004^Positive^SCT) Negative (260385009^Negative^SCT) | 94563-4 | SARS coronavirus 2 IgG Ab [Presence] in Serum or Plasma by Immunoassay | 94563-4 | SARS coronavirus 2 IgG Ab [Presence] in Serum or Plasma by Immunoassay |  | 162 | 6R90 | SARS-CoV-2 IgG assay_Abbott Laboratories Inc. | EUA |  |  | SARS coronavirus 2 Ab.IgG | PrThr | Pt | Ser/Plas | Ord | IA | 20200617 | 2.68 | 238
20200617 | Updated Equipment UID | Abbott | Alinity i | CoV-2 IgG | Serum (119364003^Serum specimen^SCT) Plasma (119361006^Plasma specimen^SCT) | Positive (10828004^Positive^SCT) Negative (260385009^Negative^SCT) | 94563-4 | SARS coronavirus 2 IgG Ab [Presence] in Serum or Plasma by Immunoassay | 94563-4 | SARS coronavirus 2 IgG Ab [Presence] in Serum or Plasma by Immunoassay |  | 162 | 6R90 | SARS-CoV-2 IgG assay_Abbott Laboratories Inc. | EUA | Alinity i_Abbott | MNI | SARS coronavirus 2 Ab.IgG | PrThr | Pt | Ser/Plas | Ord | IA | 20200617 | 2.68 | 238
20200617 | Change SNOMED result from Detected/Not detected to Positive/Negative Asterisk removed from Model name. | Bio-Rad Laboratories | Platelia SARS-CoV-2 Total Ab assay | SARS-CoV-2 total antibodies (IgM/IgA/IgG) | Serum (119364003^Serum specimen^SCT) Plasma (119361006^Plasma specimen^SCT) | Positive (10828004^Positive^SCT) Negative (260385009^Negative^SCT) Equivocal (42425007^Equivocal^SCT or 419984006^Inconclusive^SCT) | 94762-2 | SARS coronavirus 2 Ab [Presence] in Serum or Plasma by Immunoassay | 94762-2 | SARS coronavirus 2 Ab [Presence] in Serum or Plasma by Immunoassay |  |  |  | Platelia SARS-CoV-2 Total Ab assay_Bio-Rad Laboratories, Inc. | EUA |  |  | SARS coronavirus 2 Ab | PrThr | Pt | Ser/Plas | Ord | IA | 20200617 | 2.68 | 251
20200617 | Change SNOMED result from Detected/Not detected to Positive/Negative Asterisk removed from Model name. | DiaSorin | LIAISON SARS-CoV-2 S1/S2 IgG | S1/S2 SARS-CoV-2 IgG | Serum (119364003^Serum specimen^SCT) Plasma (119361006^Plasma specimen^SCT) | Positive (10828004^Positive^SCT) Negative (260385009^Negative^SCT) | 94563-4 | SARS coronavirus 2 IgG Ab [Presence] in Serum or Plasma by Immunoassay | 94563-4 | SARS-CoV-2 (COVID-19) IgG Ab [Presence] in Serum or Plasma by Immunoassay |  |  |  | LIAISON SARS-CoV-2 S1/S2 IgG_DiaSorin Inc. | EUA |  |  | SARS coronavirus 2 Ab.IgG | PrThr | Pt | Ser/Plas | Ord | IA | 20200617 | 2.68 | 231
20200617 | Result interpretations were updated to match changes in vendor IFU. | EuroImmun | Anti-SARS-CoV-2 ELISA (IgG) | Anti-SARS-CoV-2 ELISA (IgG) qualitative | serum (119364003^Serum specimen^SCT) plasma (119361006^Plasma specimen^SCT) | Negative (260385009^Negative^SCT) Borderline (42425007^equivocal^SCT) Positive (10828004^Positive^SCT) | 94563-4 | SARS coronavirus 2 IgG Ab [Presence] in Serum or Plasma by Immunoassay | 94504-8 | SARS-CoV-2 (COVID-19) Ab panel - Serum or Plasma by Immunoassay | Given acceptable precision, if repeating any measure, some results will fall above and some below. “Equivocal” would be preferred result choice if “borderline” cannot be used. |  |  | Anti-SARS-CoV-2 ELISA (IgG)_EUROIMMUN US Inc. | EUA |  |  | SARS coronavirus 2 Ab.IgG | PrThr | Pt | Ser/Plas | Ord | IA | 20200617 | 2.68 | 272
20200617 | Change SNOMED result from Detected/Not detected to Positive/Negative | EuroImmun | Anti-SARS-CoV-2 ELISA (IgG) | Anti-SARS-CoV-2 ELISA (IgG) qualitative | serum (119364003^Serum specimen^SCT) plasma (119361006^Plasma specimen^SCT) | Negative (260385009^Negative^SCT) Borderline (42425007^equivocal^SCT) Positive (10828004^Positive^SCT) | 94563-4 | SARS coronavirus 2 IgG Ab [Presence] in Serum or Plasma by Immunoassay | 94504-8 | SARS-CoV-2 (COVID-19) Ab panel - Serum or Plasma by Immunoassay | Given acceptable precision, if repeating any measure, some results will fall above and some below. “Equivocal” would be preferred result choice if “borderline” cannot be used. |  |  | Anti-SARS-CoV-2 ELISA (IgG)_EUROIMMUN US Inc. | EUA |  |  | SARS coronavirus 2 Ab.IgG | PrThr | Pt | Ser/Plas | Ord | IA | 20200617 | 2.68 | 272
20200617 | Added Vendor Comment: Only the SARS-CoV-2 assay of the panel is included in the document; for information on the full GenMark Dx ePlex Respiratory Panel and the list of respiratory pathogens included, visit the manufacturer's website: https://www.genmarkdx.com/solutions/panels/eplex-panels/eplex-sars-cov-2-test/ | GenMark | ePlex SARS-CoV-2 Test | SARS-CoV-2 N gene result | Nasopharyngeal Swab (258500001^Nasopharyngeal swab^SCT) | Target Detected (260373001^Detected^SCT) Target Not Detected (260415000^Not detected^SCT) Invalid (455371000124106^Invalid result^SCT or 125154007^Specimen unsatisfactory for evaluation^SCT) | 94760-6 | SARS coronavirus 2 N gene [Presence] in Nasopharynx by NAA with probe detection | 50548-7 | Respiratory virus DNA+RNA [Identifier] in Unspecified specimen by NAA with probe detection | Only the SARS-CoV-2 assay of the panel is included in the document; for information on the full GenMark Dx ePlex Respiratory Panel and the list of respiratory pathogens included, visit the manufacturer's website: https://www.genmarkdx.com/solutions/panels/eplex-panels/eplex-sars-cov-2-test/ |  |  | ePlex SARS-CoV-2 Test_GenMark Diagnostics, Inc. | EUA |  |  | SARS coronavirus 2 N gene | PrThr | Pt | Nph | Ord | Probe.amp.tar | 20200617 | 2.68 | 34
20200617 | Change SNOMED result from Detected/Not detected to Positive/Negative | Healgen Scientific | COVID-19 IgG/IgM Rapid Test Cassette (Whole Blood/Serum/Plasma)* | IgG anti- SARS-CoV-2 | Serum (119364003^Serum specimen^SCT) Plasma (119361006^Plasma specimen^SCT) Whole Blood (258580003^Whole blood sample^SCT) | IgG anti-SARS-CoV-2 Positive (10828004^Positive^SCT) Anti-SARS-CoV-2 Negative (260385009^Negative^SCT) Invalid (455371000124106^Invalid result^SCT or 125154007^Specimen unsatisfactory for evaluation^SCT) | 94507-1 | SARS coronavirus 2 IgG Ab [Presence] in Serum, Plasma or Blood by Rapid immunoassay | 94503-0 | SARS-CoV-2 (COVID-19) Ab panel - Serum, Plasma or Blood by Rapid immunoassay | Expect to be reported together with the Rapid IA result for IgM. |  |  | COVID-19 IgG/IgM Rapid Test Cassette (Whole Blood/Serum/Plasma)_Healgen Scientific LLC | EUA |  |  | SARS coronavirus 2 Ab.IgG | PrThr | Pt | Ser/Plas | Ord | IA.rapid | 20200617 | 2.68 | 342
20200617 | Change SNOMED result from Detected/Not detected to Positive/Negative | Healgen Scientific | COVID-19 IgG/IgM Rapid Test Cassette (Whole Blood/Serum/Plasma)* | IgM anti-SARS-CoV-2 | Serum (119364003^Serum specimen^SCT) Plasma (119361006^Plasma specimen^SCT) Whole Blood (258580003^Whole blood sample^SCT) | IgM anti-SARS-CoV-2 Positive (10828004^Positive^SCT) Anti-SARS-CoV-2 Negative (260385009^Negative^SCT) Invalid (455371000124106^Invalid result^SCT or 125154007^Specimen unsatisfactory for evaluation^SCT) | 94508-9 | SARS coronavirus 2 IgM Ab [Presence] in Serum, Plasma or Blood by Rapid immunoassay | 94503-0 | SARS-CoV-2 (COVID-19) Ab panel - Serum, Plasma or Blood by Rapid immunoassay | Expect to be reported together with the Rapid IA result for IgG. |  |  | COVID-19 IgG/IgM Rapid Test Cassette (Whole Blood/Serum/Plasma)_Healgen Scientific LLC | EUA |  |  | SARS coronavirus 2 Ab.IgM | PrThr | Pt | Ser/Plas | Ord | IA.rapid | 20200617 | 2.68 | 343
20200617 | LOINC Long Name corrected from "SARS-CoV-2..." to "SARS coronavirus 2..." | UTMG Pathology Laboratory | LDT: UTHSC/UCH SARS-CoV-2-RT-PCR Assay* | SARS-CoV-2 Result Interpretation | Nasal swab (445297001^Swab of internal nose^SCT) | Positive 2019 nCoV (260373001^Detected^SCT) Not Detected (260415000^Not detected^SCT) Inconclusive (419984006^Inconclusive^SCT) Invalid Result (455371000124106^Invalid result^SCT or 125154007^Specimen unsatisfactory for evaluation^SCT) | 95409-9 | SARS coronavirus 2 (COVID19) N gene [Presence] in Nose by NAA with probe detection | 95409-9 | SARS-CoV-2 (COVID19) N gene [Presence] in Nose by NAA with probe detection |  |  |  | UTHSC/UCH SARS-CoV-2-RT-PCR Assay_UTMG Pathology Laboratory | EUA |  |  | SARS coronavirus 2 N gene | PrThr | Pt | Nose | Ord | Probe.amp.tar | 20200617 | 2.68 | 264
20200617 | Updated Order code to 96118-5 (new LOINC) | Vibrant | Vibrant COVID-19 Ab Assay* | SARS-CoV-2 IgG Ab | Serum (119364003^Serum specimen^SCT) Dried blood spot (440500007^Dried blood spot specimen^SCT) | Positive (260373001^Detected^SCT) Negative (260415000^Not detected^SCT) | 94761-4 | SARS-CoV-2 (COVID19) IgG Ab [Presence] in DBS by Immunoassay | 96118-5 | SARS-CoV-2 (COVID-19) Ab panel - DBS by Immunoassay | Testing is limited to the Vibrant America Lab, San Carlos, CA Must be reported together with IgM result. |  |  | Vibrant COVID-19 Ab Assay_Vibrant America Clinical Labs | EUA |  |  | SARS coronavirus 2 Ab.IgG | PrThr | Pt | Bld.dot | Ord | IA | 20200617 | 2.68 | 358
20200617 | Updated Order code to 96118-5 (new LOINC) | Vibrant | Vibrant COVID-19 Ab Assay* | SARS-CoV-2 IgM Ab | Serum (119364003^Serum specimen^SCT) Dried blood spot (440500007^Dried blood spot specimen^SCT) | Positive (260373001^Detected^SCT) Negative (260415000^Not detected^SCT) | 95416-4 | SARS-CoV-2 (COVID-19) IgM Ab [Presence] in DBS by Immunoassay | 96118-5 | SARS-CoV-2 (COVID-19) Ab panel - DBS by Immunoassay | Testing is limited to the Vibrant America Lab, San Carlos, CA Must be reported together with IgG result. |  |  | Vibrant COVID-19 Ab Assay_Vibrant America Clinical Labs | EUA |  |  | SARS coronavirus 2 Ab.IgM | PrThr | Pt | Bld.dot | Ord | IA | 20200617 | 2.68 | 359
20200519 | Updated Test Kit Name ID and Equipment UID | Abbott | Alinity m | SARSCoV2 | nasal swab (445297001^Swab of internal nose^SCT) nasopharyngeal swab (258500001^Nasopharyngeal swab^SCT) throat swabs (258529004^Throat swab^SCT) bronchoalveolar lavage (258607008^Bronchoalveolar lavage fluid sample^SCT) | Positive (260373001^Detected^SCT) Negative (260415000^Not detected^SCT) | 94500-6 | SARS coronavirus 2 RNA [Presence] in Respiratory specimen by NAA with probe detection | 94500-6 | SARS coronavirus 2 RNA [Presence] in Respiratory specimen by NAA with probe detection |  | 3019 | 9N78 | Alinity m SARS-CoV-2 assay_Abbott Molecular Inc. | EUA |  |  | SARS coronavirus 2 RNA | PrThr | Pt | Respiratory | Ord | Probe.amp.tar | 20200519 | 2.68 | 292
20200519 | Vendor Reference ID added | Abbott | m2000 RealTime System | SARS-CoV-2 | nasopharyngeal (NP) swabs (258500001^Nasopharyngeal swab^SCT) oropharyngeal (OP) swabs (258529004^Throat swab^SCT) | Positive (260373001^Detected^SCT) Negative (260415000^Not detected^SCT) | 94500-6 | SARS coronavirus 2 RNA [Presence] in Respiratory specimen by NAA with probe detection | 94500-6 | SARS coronavirus 2 RNA [Presence] in Respiratory specimen by NAA with probe detection |  | SARS-CoV-2 | 9N77 | Abbott RealTime SARS-CoV-2 assay_Abbott Molecular | EUA |  |  | SARS coronavirus 2 RNA | PrThr | Pt | Respiratory | Ord | Probe.amp.tar | 20200519 | 2.68 | 30
20200519 | Updated Test Kit Name ID and Equipment UID | Abbott | m2000 RealTime System | SARS-CoV-2 | nasopharyngeal (NP) swabs (258500001^Nasopharyngeal swab^SCT) oropharyngeal (OP) swabs (258529004^Throat swab^SCT) | Positive (260373001^Detected^SCT) Negative (260415000^Not detected^SCT) | 94500-6 | SARS coronavirus 2 RNA [Presence] in Respiratory specimen by NAA with probe detection | 94500-6 | SARS coronavirus 2 RNA [Presence] in Respiratory specimen by NAA with probe detection |  | SARS-CoV-2 | 9N77 | Abbott RealTime SARS-CoV-2 assay_Abbott Molecular | EUA |  |  | SARS coronavirus 2 RNA | PrThr | Pt | Respiratory | Ord | Probe.amp.tar | 20200519 | 2.68 | 30
20200519 | LOINC mapping was changed from 94500-6 to a more specific code | Baptist Hospital - Miami Pathology/Laboratory Medicine Lab | LDT: COVID-19 RT-PCR Test* |  | nasopharyngeal swab (258500001^Nasopharyngeal swab^SCT) oropharyngeal swab (258529004^Throat swab^SCT) | Detected (260373001^Detected^SCT) Not detected (260415000^Not detected^SCT) Inconclusive (419984006^Inconclusive^SCT) Invalid (455371000124106^Invalid result^SCT or 125154007^Specimen unsatisfactory for evaluation^SCT) | 94757-2 | SARS coronavirus 2 N gene [Presence] in Respiratory specimen by Nucleic acid amplification using CDC primer-probe set N2 | 94757-2 | SARS coronavirus 2 N gene [Presence] in Respiratory specimen by Nucleic acid amplification using CDC primer-probe set N2 |  |  |  | COVID-19 RT-PCR Test_Pathology/Laboratory Medicine Lab of Baptist Hospital Miami | EUA |  |  | SARS coronavirus 2 N gene | PrThr | Pt | Respiratory | Ord | Probe.amp.tar.CDC primer-probe set N2 | 20200519 | 2.68 | 158
20200519 | Vendor reference ID was updated from 423717 (RUO reagents) to 423735 (EUA reagents) at the request of the vendor | bioMérieux | ARGENE® SARS-COV-2 R-GENE® | Overall SARS-CoV-2 result (PCR1) | nasopharyngeal swab (258500001^Nasopharyngeal swab^SCT) or oropharyngeal swabs (258529004^Throat swab^SCT) sputum (119334006^Sputum specimen^SCT) lower respiratory tract aspirates (309171007^Lower respiratory fluid sample^SCT) bronchoalveolar lavage (258607008^Bronchoalveolar lavage fluid sample^SCT) nasopharyngeal wash (258467004^Nasopharyngeal washings^SCT) nasopharyngeal aspirate (258411007^Nasopharyngeal aspirate^SCT) nasal aspirate (429931000124105^Nasal aspirate specimen^SCT) | positive (260373001^Detected^SCT) negative (260415000^Not detected^SCT) invalid (455371000124106^Invalid result^SCT) | 94500-6 | SARS coronavirus 2 RNA [Presence] in Respiratory specimen by NAA with probe detection | 94531-1 | SARS Coronavirus 2 RNA panel - Respiratory specimen by NAA with probe detection |  |  | 423735 | SARS-COV-2 R-GENE_BioMérieux SA | EUA |  |  | SARS coronavirus 2 RNA | PrThr | Pt | Respiratory | Ord | Probe.amp.tar | 20200519 | 2.68 | 275
20200519 | Vendor reference ID was updated from 423717 (RUO reagents) to 423735 (EUA reagents) at the request of the vendor | bioMérieux | ARGENE® SARS-COV-2 R-GENE® | SARS-CoV-2 N gene result (PCR1) | nasopharyngeal swab (258500001^Nasopharyngeal swab^SCT) or oropharyngeal swabs (258529004^Throat swab^SCT) sputum (119334006^Sputum specimen^SCT) lower respiratory tract aspirates (309171007^Lower respiratory fluid sample^SCT) bronchoalveolar lavage (258607008^Bronchoalveolar lavage fluid sample^SCT) nasopharyngeal wash (258467004^Nasopharyngeal washings^SCT) nasopharyngeal aspirate (258411007^Nasopharyngeal aspirate^SCT) nasal aspirate (429931000124105^Nasal aspirate specimen^SCT) | Detected (260373001^Detected^SCT) Not Detected (260415000^Not detected^SCT) | 94533-7 | SARS coronavirus 2 N gene [Presence] in Respiratory specimen by NAA with probe detection | 94531-1 | SARS Coronavirus 2 RNA panel - Respiratory specimen by NAA with probe detection |  |  | 423735 | SARS-COV-2 R-GENE_BioMérieux SA | EUA |  |  | SARS coronavirus 2 N gene | PrThr | Pt | Respiratory | Ord | Probe.amp.tar | 20200519 | 2.68 | 277
20200519 | Vendor reference ID was updated from 423717 (RUO reagents) to 423735 (EUA reagents) at the request of the vendor | bioMérieux | ARGENE® SARS-COV-2 R-GENE® | SARS-CoV-2 RdRp gene result (PCR1) | nasopharyngeal swab (258500001^Nasopharyngeal swab^SCT) or oropharyngeal swabs (258529004^Throat swab^SCT) sputum (119334006^Sputum specimen^SCT) lower respiratory tract aspirates (309171007^Lower respiratory fluid sample^SCT) bronchoalveolar lavage (258607008^Bronchoalveolar lavage fluid sample^SCT) nasopharyngeal wash (258467004^Nasopharyngeal washings^SCT) nasopharyngeal aspirate (258411007^Nasopharyngeal aspirate^SCT) nasal aspirate (429931000124105^Nasal aspirate specimen^SCT) | Detected (260373001^Detected^SCT) Not Detected (260415000^Not detected^SCT) | 94534-5 | SARS coronavirus 2 RdRp gene [Presence] in Respiratory specimen by NAA with probe detection | 94531-1 | SARS Coronavirus 2 RNA panel - Respiratory specimen by NAA with probe detection |  |  | 423735 | SARS-COV-2 R-GENE_BioMérieux SA | EUA |  |  | SARS coronavirus 2 RdRp gene | PrThr | Pt | Respiratory | Ord | Probe.amp.tar | 20200519 | 2.68 | 278
20200519 | Vendor reference ID was updated from 423717 (RUO reagents) to 423735 (EUA reagents) at the request of the vendor | bioMérieux | ARGENE® SARS-COV-2 R-GENE® | SARS-related CoV result (PCR-2) | nasopharyngeal swab (258500001^Nasopharyngeal swab^SCT) or oropharyngeal swabs (258529004^Throat swab^SCT) sputum (119334006^Sputum specimen^SCT) lower respiratory tract aspirates (309171007^Lower respiratory fluid sample^SCT) bronchoalveolar lavage (258607008^Bronchoalveolar lavage fluid sample^SCT) nasopharyngeal wash (258467004^Nasopharyngeal washings^SCT) nasopharyngeal aspirate (258411007^Nasopharyngeal aspirate^SCT) nasal aspirate (429931000124105^Nasal aspirate specimen^SCT) | Positive (260373001^Detected^SCT) negative (260415000^Not detected^SCT) invalid (455371000124106^Invalid result^SCT) | 94502-2 | SARS-related coronavirus RNA [Presence] in Respiratory specimen by NAA with probe detection | 94531-1 | SARS Coronavirus 2 RNA panel - Respiratory specimen by NAA with probe detection | If the Overall SARS-CoV-2 result of PCR1 (LOINC = 94500-6) is equivocal or negative then perform this PCR2 (SARS-COV-2/SARS/SARS like) to confirm / exclude another SARS/SARS-related virus. |  | 423735 | SARS-COV-2 R-GENE_BioMérieux SA | EUA |  |  | SARS-related coronavirus RNA | PrThr | Pt | Respiratory | Ord | Probe.amp.tar | 20200519 | 2.68 | 274
20200519 | Added vendor result description | Mayo Clinic Laboratories, Rochester, MN | LDT: SARS-CoV-2 Molecular Detection Assay* |  | nasopharyngeal swabs (258500001^Nasopharyngeal swab^SCT) nasal swabs (445297001^Swab of internal nose^SCT) oropharyngeal swabs (258529004^Throat swab^SCT) sputum (119334006^Sputum specimen^SCT) bronchoalveolar lavage(258607008^Bronchoalveolar lavage fluid sample^SCT) lower respiratory tract aspirates (309171007^Lower respiratory fluid sample^SCT) | Detected (260373001^Detected^SCT) Undetected (260415000^Not detected^SCT) Indeterminate (82334004^Indeterminate)) Invalid (455371000124106^Invalid result^SCT or 125154007^Specimen unsatisfactory for evaluation^SCT) | 94500-6 | SARS coronavirus 2 RNA [Presence] in Respiratory specimen by NAA with probe detection | 94500-6 | SARS coronavirus 2 RNA [Presence] in Respiratory specimen by NAA with probe detection |  |  |  | SARS-CoV-2 Molecular Detection Assay_Mayo Clinic Laboratories, Rochester, MN | EUA |  |  | SARS coronavirus 2 RNA | PrThr | Pt | Respiratory | Ord | Probe.amp.tar | 20200519 | 2.68 | 209
20200512 | Change SNOMED result from Detected/Not detected to Positive/Negative In vendor comment added: “Expect to be reported together with the Rapid IA result for IgG.” | Avellino Lab | AvellinoCoV2 test* | SARS-CoV-2 Report | Nasopharyngeal swab (258500001^Nasopharyngeal swab^SCT) oropharyngeal swab (258529004^Throat swab^SCT) combined (433801000124107^Nasopharyngeal and oropharyngeal swab^SCT) | SARS-CoV-2 Positive (260373001^Detected^SCT) SARS-CoV-2 Negative (260415000^Not detected^SCT) SARS-CoV-2 presumptive positive (720735008^Presumptive positive^SCT) Invalid (455371000124106^Invalid result^SCT or 125154007^Specimen unsatisfactory for evaluation^SCT) | 94533-7 | SARS coronavirus 2 N gene [Presence] in Respiratory specimen by NAA with probe detection | 94531-1 | SARS coronavirus 2 RNA panel - Respiratory specimen by NAA with probe detection |  |  |  | AvellinoCoV2 test_Avellino Lab USA, Inc. | EUA |  |  | SARS coronavirus 2 N gene | PrThr | Pt | Respiratory | Ord | Probe.amp.tar | 20200512 | 2.68 | 50
20200512 | LOINC mapping was changed from 94500-6 to a more specific code | Gnomegen LLC | Gnomegen COVID-19 RT-Digital PCR Detection Kit* | COVID-19 Result Interpretation | Nasal swab (445297001^Swab of internal nose^SCT) nasopharyngeal swab (258500001^Nasopharyngeal swab^SCT) oropharyngeal swab (258529004^Throat swab^SCT) | SARS-CoV-2 detected (260373001^Detected^SCT) SARS-CoV-2 not detected (260415000^Not detected^SCT) inconclusive (455371000124106^Invalid result^SCT or 125154007^Specimen unsatisfactory for evaluation^SCT) | 94533-7 | SARS coronavirus 2 N gene [Presence] in Respiratory specimen by NAA with probe detection | 94531-1 | SARS coronavirus 2 RNA panel - Respiratory specimen by NAA with probe detection |  |  |  | Gnomegen COVID-19 RT-Digital PCR Detection Kit_Gnomegen LLC | EUA |  |  | SARS coronavirus 2 N gene | PrThr | Pt | Respiratory | Ord | Probe.amp.tar | 20200512 | 2.68 | 112
20200428 | Updated Test Kit Name ID and Equipment UID | Abbott | ID NOW | COVID-19 | nasal swab (445297001^Swab of internal nose^SCT) nasopharyngeal swab (258500001^Nasopharyngeal swab^SCT) throat swabs (258529004^Throat swab^SCT) Nasal and throat swab combination (433801000124107^Nasopharyngeal and oropharyngeal swab^SCT) | Positive (260373001^Detected^SCT) Negative (260415000^Not detected^SCT) Invalid (455371000124106^Invalid result^SCT) | 94534-5 | SARS coronavirus 2 RdRp gene [Presence] in Respiratory specimen by NAA with probe detection | 94534-5 | SARS coronavirus 2 RdRp gene [Presence] in Respiratory specimen by NAA with probe detection |  | COVID-19 |  | ID NOW COVID-19_Abbott Diagnostics Scarborough, Inc. | EUA | 10811877011269 | DII | SARS coronavirus 2 RdRp gene | PrThr | Pt | Respiratory | Ord | Probe.amp.tar | 20200428 | 2.68 | 56
20200428 | Row removed from LIVD table. | Quest Diagnostics | LDT: Quest SARS-CoV-2 rRT-PCR | nCoV-N1 | nasopharyngeal swab (258500001^Nasopharyngeal swab^SCT) oropharyngeal swabs (258529004^Throat swab^SCT) sputum (119334006^Sputum specimen^SCT) tracheal aspirates (445447003^Specimen from trachea obtained by aspiration^SCT) and bronchoalveolar lavage/wash (258607008^Bronchoalveolar lavage fluid sample^SCT)). | Detected (260373001^Detected^SCT) Not Detected (260415000^Not detected^SCT) | 94307-6 | SARS Coronavirus 2 N gene [Presence] in Unspecified specimen by Nucleic acid amplification using primer-probe set N1 | 94531-1 | SARS coronavirus 2 RNA panel - Respiratory specimen by NAA with probe detection |  |  |  | Quest SARS-CoV-2 rRT-PCR_Quest Diagnostics Infectious Disease, Inc. | EUA |  |  | SARS Coronavirus 2 N gene | PrThr | PT | XXX | Ord | Probe.amp.tar.primer-probe set N1 | 20200428 | 2.68 | 54
20200811 | Updated Testkit Name ID type to EUA | Clinical Research Sequencing Platform (CRSP), LLC at the Broad Institute of MIT and Harvard | LDT: CRSP SARS-CoV-2 Real-time Reverse Transcriptase (RT)-PCR Diagnostic Assay* | SARS-CoV-2 Result Interpretation (N2 only) | nasopharyngeal swabs (258500001^Nasopharyngeal swab^SCT) oropharyngeal swabs (258529004^Throat swab^SCT) combined nasopharyngeal/oropharyngeal (NP/OP) swabs (433801000124107^Nasopharyngeal and oropharyngeal swab^SCT) anterior nasal swabs (697989009^Anterior nares swab^SCT) nasal swabs (445297001^Swab of internal nose^SCT) mid-turbinate swabs (871810001^Mid-turbinate nasal swab^SCT) nasopharyngeal wash/aspirate (258467004^Nasopharyngeal washings^SCT or 258411007^Nasopharyngeal aspirate^SCT) nasal aspirate specimens (429931000124105^Nasal aspirate specimen^SCT) bronchoalveolar lavage specimens (258607008^Bronchoalveolar lavage fluid sample^SCT) | SARS-CoV-2 detected (260373001^Detected^SCT) SARS-CoV-2 not detected (260415000^Not Detected^SCT) Invalid Result (455371000124106^Invalid result^SCT or 125154007^Specimen unsatisfactory for evaluation^SCT) | 94757-2 | SARS-CoV-2 (COVID-19) N gene [Presence] in Respiratory specimen by Nucleic acid amplification using CDC primer-probe set N2 | 94531-1 | SARS coronavirus 2 RNA panel - Respiratory specimen by NAA with probe detection | Testing is limited to the Clinical Research Sequencing Platform (CRSP), LLC at the Broad Institute of MIT and Harvard, located at 320 Charles Street, Cambridge, MA 02141 |  |  | CRSP SARS-CoV-2 Real-time Reverse Transcriptase (RT)-PCR Diagnostic Assay_Clinical Research Sequencing Platform (CRSP), LLC at the Broad Institute of MIT and Harvard | MNT | Applied Biosystems QuantStudio 7 Flex_Thermo Fisher Scientific Corporation | MNI | SARS coronavirus 2 N gene | PrThr | Pt | Respiratory | Ord | Probe.amp.tar.CDC primer-probe set N2 | 20200728 | 2.68 | 487
20220505 | Version 2 of the CRSP test (N2 gene only) has been removed from the package insert and is no longer available. This row for Verion 2 of the CRSP test has been removed from the LIVD spreadsheet. Revoked on May 5, 2022. | Clinical Research Sequencing Platform (CRSP), LLC at the Broad Institute of MIT and Harvard | LDT: CRSP SARS-CoV-2 Real-time Reverse Transcriptase (RT)-PCR Diagnostic Assay* | SARS-CoV-2 Result Interpretation (N2 only) | nasopharyngeal swabs (258500001^Nasopharyngeal swab^SCT) oropharyngeal swabs (258529004^Throat swab^SCT) combined nasopharyngeal/oropharyngeal (NP/OP) swabs (433801000124107^Nasopharyngeal and oropharyngeal swab^SCT) anterior nasal swabs (697989009^Anterior nares swab^SCT) nasal swabs (445297001^Swab of internal nose^SCT) mid-turbinate swabs (871810001^Mid-turbinate nasal swab^SCT) nasopharyngeal wash/aspirate (258467004^Nasopharyngeal washings^SCT or 258411007^Nasopharyngeal aspirate^SCT) nasal aspirate specimens (429931000124105^Nasal aspirate specimen^SCT) bronchoalveolar lavage specimens (258607008^Bronchoalveolar lavage fluid sample^SCT) | SARS-CoV-2 detected (260373001^Detected^SCT) SARS-CoV-2 not detected (260415000^Not Detected^SCT) Invalid Result (455371000124106^Invalid result^SCT or 125154007^Specimen unsatisfactory for evaluation^SCT) | 94757-2 | SARS-CoV-2 (COVID-19) N gene [Presence] in Respiratory specimen by Nucleic acid amplification using CDC primer-probe set N2 | 94531-1 | SARS coronavirus 2 RNA panel - Respiratory specimen by NAA with probe detection | Testing is limited to the Clinical Research Sequencing Platform (CRSP), LLC at the Broad Institute of MIT and Harvard, located at 320 Charles Street, Cambridge, MA 02141 |  |  | CRSP SARS-CoV-2 Real-time Reverse Transcriptase (RT)-PCR Diagnostic Assay_Clinical Research Sequencing Platform (CRSP), LLC at the Broad Institute of MIT and Harvard | EUA | ABI QuantStudio 7 Flex_Thermo Fisher | MNI | SARS coronavirus 2 N gene | PrThr | Pt | Respiratory | Ord | Probe.amp.tar.CDC primer-probe set N2 | 20200811 | 2.68 | 487
20210106 | Corrected name of Manufacturer and Model. Corrected mapping of Oral fluid from Saliva to Oral fluid. Added three instrument rows. | Curative Inc. | Curative SARS-Cov-2 Assay* | SARS-CoV-2 nucleic acid | Nasal swab (445297001^Swab of internal nose^SCT) nasopharyngeal swab (258500001^Nasopharyngeal swab^SCT) oropharyngeal swabs (258529004^Throat swab^SCT) oral fluid (119342007^Saliva specimen^SCT) | Presumptive positive (720735008^Presumptive positive^SCT) Negative (260415000^Not detected^SCT) Inconclusive (419984006^Inconclusive^SCT) Invalid (455371000124106^Invalid result^SCT or 125154007^Specimen unsatisfactory for evaluation^SCT) | 94533-7 | SARS coronavirus 2 N gene [Presence] in Respiratory specimen by NAA with probe detection | 94533-7 | SARS coronavirus 2 N gene [Presence] in Respiratory specimen by NAA with probe detection | Testing is limited to the single site of KorvaLabs, Inc. San Dimas, CA, that is a Clinical Laboratory Improvement Amendments of 1988 (CLIA), 42 U.S.C. §263a certified high-complexity laboratory. |  |  | Curative SARS-Cov-2 Assay_KorvaLabs Inc. | EUA |  |  | SARS coronavirus 2 N gene | PrThr | Pt | Respiratory | Ord | Probe.amp.tar | 20200602 | 2.68
20210106 | Moved Oral fluid specimen type to separate row, added new LOINCs for those rows. Added rows for 3 instruments. | Curative Inc. | Curative SARS-Cov-2 Assay* | SARS-CoV-2 nucleic acid | Nasal swab (445297001^Swab of internal nose^SCT) nasopharyngeal swab (258500001^Nasopharyngeal swab^SCT) oropharyngeal swabs (258529004^Throat swab^SCT) oral fluid (441620008^Oral fluid specimen^SCT) | Presumptive positive (720735008^Presumptive positive^SCT) Negative (260415000^Not detected^SCT) Inconclusive (419984006^Inconclusive^SCT) Invalid (455371000124106^Invalid result^SCT or 125154007^Specimen unsatisfactory for evaluation^SCT) | 94533-7 | SARS coronavirus 2 N gene [Presence] in Respiratory specimen by NAA with probe detection | 94533-7 | SARS coronavirus 2 N gene [Presence] in Respiratory specimen by NAA with probe detection | Testing is limited to the single site of KorvaLabs, Inc. San Dimas, CA |  |  | Curative SARS-Cov-2 Assay_Curative Inc. | EUA |  |  | SARS coronavirus 2 N gene | PrThr | Pt | Respiratory | Ord | Probe.amp.tar | 20201104 | 2.68
20210715 | The EUA for this test has been revoked by the FDA on July 15, 2021. Do not use. Curative has discontinued use of this test in its labs and has replaced it with other tests. For more information, see: https://www.fda.gov/media/150773/download?ACSTrackingID=USCDC_2146-DM61769&ACSTrackingLabel=Lab%20Alert%3A%20FDA%20Revokes%20EUA%20for%20Curative%20SARS-CoV-2%20Assay&deliveryName=USCDC_2146-DM61769 | Curative Inc. | Curative SARS-Cov-2 Assay* | SARS-CoV-2 nucleic acid | Nasal swab (445297001^Swab of internal nose^SCT) nasopharyngeal swab (258500001^Nasopharyngeal swab^SCT) oropharyngeal swabs (258529004^Throat swab^SCT) | Presumptive positive (720735008^Presumptive positive^SCT) Negative (260415000^Not detected^SCT) Inconclusive (419984006^Inconclusive^SCT) Invalid (455371000124106^Invalid result^SCT or 125154007^Specimen unsatisfactory for evaluation^SCT) | 94533-7 | SARS coronavirus 2 N gene [Presence] in Respiratory specimen by NAA with probe detection | 94533-7 | SARS coronavirus 2 N gene [Presence] in Respiratory specimen by NAA with probe detection | Testing is limited to the single site of KorvaLabs, Inc. San Dimas, CA |  |  | Curative SARS-Cov-2 Assay_Curative Inc. | EUA |  |  | SARS coronavirus 2 N gene | PrThr | Pt | Respiratory | Ord | Probe.amp.tar | 20210107 | 2.68
20200826 | Row removed from LIVD table. | Labcorp - Roche | Roche MagNA Pure-96 (MP96) using MagNA Pure 96 DNA and Viral NA Small Volume Kit and Applied Biosystems QuantStudio7 Flex (QS7) instrument with software version 1.3. | RNase P | nasopharyngeal (NP) swabs (258500001^Nasopharyngeal swab^SCT) oropharyngeal (OP) swabs (258529004^Throat swab^SCT) | Positive (260373001^Detected^SCT) Negative (260415000^Not detected^SCT) | 68993-5 | Human RNase P RNA [Presence] in Unspecified specimen by NAA with probe detection | 94531-1 | SARS Coronavirus 2 RNA panel - Respiratory specimen by NAA with probe detection |  |  |  | COVID-19 RT-PCR Test_Laboratory Corporation of America (LabCorp) | EUA |  |  | Human RNase P RNA | PrThr | Pt | XXX | Ord | Probe.amp.tar | 20200428 | 2.68 | 12
2020819 | Row removed from LIVD table. EUA for this test has been revoked and is no longer available | Quest Diagnostics | LDT: SARS-CoV-2 Antibodies, Immunoassay | SARS CoV 2 AB (IgG) | Serum (119364003^Serum specimen^SCT) Plasma (119361006^Plasma specimen^SCT) Whole Blood (258580003^Whole blood sample^SCT)?? | Positive (10828004^Positive^SCT) Negative (260385009^Negative^SCT) | 94563-4 | SARS coronavirus 2 IgG Ab [Presence] in Serum or Plasma by Immunoassay | 94504-8 | SARS coronavirus 2 antibody panel - Serum or Plasma by Immunoassay | [7 empty] | SARS coronavirus 2 Ab.IgG | PrThr | Pt | Ser/Plas | Ord | IA | 20200428 | 2.68 | 48
2020819 | Row removed from LIVD table. EUA for this test has been revoked and is no longer available | Quest Diagnostics | LDT: SARS-CoV-2 Antibodies, Immunoassay | SARS-CoV-2 Antibodies Interpretation | Serum (119364003^Serum specimen^SCT) Plasma (119361006^Plasma specimen^SCT) Whole Blood (258580003^Whole blood sample^SCT)?? | Not Detected (260385009^Negative^SCT) Recent Exposure => (PLR4348^Evidence of recent infection^PLR or use LOINC answer code: LA28482-0^Recent infection^LN) Past Exposure (PLR4349^Evidence of past infection^PLR or use LOINC answer code: LA28481-2^Past infection^LN) Inconclusive (419984006^Inconclusive^LN) | 94661-6 | SARS coronavirus 2 Ab [Interpretation] in Serum or Plasma | 94504-8 | SARS coronavirus 2 antibody panel - Serum or Plasma by Immunoassay |  | 86028569 |  | ??? |  |  |  | SARS coronavirus 2 Ab | Imp | Pt | Ser/Plas | Nom |  | 20200617 | 2.68 | 49
2020819 | Change SNOMED result from Detected/Not detected to Positive/Negative | Quest Diagnostics | SARS-CoV-2 Antibodies, Immunoassay | SARS-CoV-2 Antibodies Interpretation | Serum (119364003^Serum specimen^SCT) Plasma (119361006^Plasma specimen^SCT) Whole Blood (258580003^Whole blood sample^SCT)?? | Not Detected (260415000^Not detected^SCT) Recent Exposure => (PLR4348^Evidence of recent infection^PLR or use LOINC answer code: LA28482-0^Recent infection^SCT) Past Exposure (PLR4349^Evidence of past infection^PLR or use LOINC answer code: LA28481-2^Past infection^LN) Inconclusive (419984006^Inconclusive^SCT) | 94661-6 | SARS coronavirus 2 Ab [Interpretation] in Serum or Plasma | 94504-8 | SARS coronavirus 2 antibody panel - Serum or Plasma by Immunoassay |  | 86028569 |  | SARS-CoV-2 Antibodies, Immunoassay_Quest Diagnostics | EUA |  |  | SARS coronavirus 2 Ab | Imp | Pt | Ser/Plas | Nom |  | 20200428 | 2.68 | 49